{"text_format":"1","workbook":"xlsx","n_sheets":3,"sheets":["Qualifying Products","Non-Qualifying (Residential) ","Cold Climate"],"not_rendered":{"charts":0,"images":0,"macros":1,"external_links":0,"defined_names":2,"comments":0,"pivot_tables":0},"unopened":[],"bounds":{"document_bytes":16777216,"sheet_cells":100000,"rows_first":2000,"rows_last":500,"rows_between":2000,"halvings":0,"cell_chars":16384,"cell_head_chars":4096},"cells_cut":0,"cells_raw":0,"read":"whole","date_system":"1900"}

{"sheet":"Qualifying Products","index":0,"n_rows":8057,"n_cols":11,"rows_kept":8057,"cut":false,"hidden":false,"merged":[[0,0,10,10]]}
[]
[]
[]
[]
[]
[]
[]
[]
[]
[]
[]
["AHRI Certified Reference #","Old AHRI Reference #","Outdoor Unit Manufacturer","Indoor Type","Outdoor Unit Model Number","Indoor Type","Indoor Model Number(s)","HSPF","High Heating 47 F Capacity (Btuh)","Low Heating 17 F Capacity (Btuh)","Suitable for Cold Climate? (according to NEEP specification)"]
[202721266,null,"AC BEST LA","HRCU-A-CB-O","AC BEST 09HPO","Mini-Splits","AC BEST 09HPI",10,10000,6000]
[202721267,null,"AC BEST LA","HRCU-A-CB-O","AC BEST 12HPO","Mini-Splits","AC BEST 12HPI",9.5,12000,7500]
[202721268,null,"AC BEST LA","HRCU-A-CB-O","AC BEST 18HPO","Mini-Splits","AC BEST 18HPI",10,18000,11000]
[202721269,null,"AC BEST LA","HRCU-A-CB-O","AC BEST 24HPO","Mini-Splits","AC BEST 24HPI",9.5,24000,14400]
[202721271,null,"AC BEST LA","HMSV-A-CB","AC BEST M18HPO","Non-Ducted Indoor Units","Multiple combinations, check manufacturer compatibility",10,18000,11800]
[202721272,null,"AC BEST LA","HMSV-A-CB","AC BEST M27HPO","Specific","AC BEST M09HPIAC BEST M09HPIAC BEST M09HPI",9.8000000000000007,28000,16800]
[202721273,null,"AC BEST LA","HMSV-A-CB","AC BEST M36HPO","Non-Ducted Indoor Units","Multiple combinations, check manufacturer compatibility",10.3,36000,25400]
[202721274,null,"AC BEST LA","HMSV-A-CB","AC BEST M48HPO","Non-Ducted Indoor Units","Multiple combinations, check manufacturer compatibility",10.4,48000,30800]
[202721270,null,"AC BEST LA","HRCU-A-CB-O","ACBN-36HPOA","Mini-Splits","ACBN-36HPIA",10,36000,21400]
[201830351,null,"AC PRO","HRCU-A-CB-O","2PAMSH09A-SZO-17","Mini-Splits","2PAMSH09A-SZW-17",9,9500,5800]
[201830353,null,"AC PRO","HRCU-A-CB-O","2PAMSH09B-SZO-17","Mini-Splits","2PAMSH09B-SZW-17",9,9800,5700]
[201830352,null,"AC PRO","HRCU-A-CB-O","2PAMSH12A-SZO-17.2","Mini-Splits","2PAMSH12A-SZW-17.2",9,12000,7500]
[201830354,null,"AC PRO","HRCU-A-CB-O","2PAMSH12B-SZO-17.5","Mini-Splits","2PAMSH12B-SZW-17.5",9,11800,6800]
[201830355,null,"AC PRO","HRCU-A-CB-O","2PAMSH18B-SZO-17.7","Mini-Splits","2PAMSH18B-SZW-17.7",9.8000000000000007,18000,12200]
[201830359,null,"AC PRO","HMSV-A-CB","2PAMSH18-MZO2","Non-Ducted Indoor Units","Multiple combinations, check manufacturer compatibility",10,18000,11800]
[201830356,null,"AC PRO","HRCU-A-CB-O","2PAMSH24B-SZO-16","Mini-Splits","2PAMSH24B-SZW-16",9,25000,14800]
[201830360,null,"AC PRO","HMSV-A-CB","2PAMSH27-MZO3","Non-Ducted Indoor Units","Multiple combinations, check manufacturer compatibility",9.8000000000000007,28000,16800]
[201830357,null,"AC PRO","HRCU-A-CB-O","2PAMSH30B-SZO-18","Mini-Splits","2PAMSH30B-SZW-18",9.6,30000,19000]
[201830358,null,"AC PRO","HRCU-A-CB-O","2PAMSH36B-SZO-16","Mini-Splits","2PAMSH36B-SZW-16",10,36000,21400]
[201830361,null,"AC PRO","HMSV-A-CB","2PAMSH36-MZO4","Non-Ducted Indoor Units","Multiple combinations, check manufacturer compatibility",10.3,36000,25400]
[201830362,null,"AC PRO","HMSV-A-CB","2PAMSH48-MZO5","Non-Ducted Indoor Units","Multiple combinations, check manufacturer compatibility",10.199999999999999,48000,29600]
[10511479,null,"AC PRO.COM","HRCU-A-CB","AUHD18ND3F1O","Mini-Splits","AFH18D3F2I",9,19100,12500]
[10511480,null,"AC PRO.COM","HRCU-A-CB","AUHD18ND3F1O","Mini-Splits","AFH18D3F3I",9,19100,12500]
[10511463,null,"AC PRO.COM","HRCU-A-CB","AUHD18ND3FO","Mini-Splits","AFH18D3FI",9.5,18800,10900]
[10511464,null,"AC PRO.COM","HRCU-A-CB-O","AUHD18ND3FO","Mini-Splits","AKH18D3FI",9,18400,9900]
[10511465,null,"AC PRO.COM","HRCU-A-CB-O","AUHD18ND3FO","Mini-Splits","ATH18D3FI",9.5,19100,10900]
[10511475,null,"AC PRO.COM","HRCU-A-CB","AUHD24ND3F1O","Mini-Splits","AFH24D3F2I",9,27200,16500]
[10511476,null,"AC PRO.COM","HRCU-A-CB","AUHD24ND3F1O","Mini-Splits","AFH24D3F3I",9,27200,16500]
[10511466,null,"AC PRO.COM","HRCU-A-CB","AUHD24ND3FO","Mini-Splits","AFH24D3FI",10,27200,16700]
[10511467,null,"AC PRO.COM","HRCU-A-CB-O","AUHD24ND3FO","Mini-Splits","AKH24D3FI",10,27200,15700]
[10511468,null,"AC PRO.COM","HRCU-A-CB-O","AUHD24ND3FO","Mini-Splits","ATH24D3FI",10,27200,15700]
[10511477,null,"AC PRO.COM","HRCU-A-CB","AUHD30ND3F1O","Mini-Splits","AFH30D3F2I",9,31200,17500]
[10511478,null,"AC PRO.COM","HRCU-A-CB","AUHD30ND3F1O","Mini-Splits","AFH30D3F3I",9,31200,17500]
[10511451,null,"AC PRO.COM","HRCU-A-CB","AUHD30ND3FO","Mini-Splits","AFH30D3FI",9,31200,16700]
[10511452,null,"AC PRO.COM","HRCU-A-CB-O","AUHD30ND3FO","Mini-Splits","AKH30D3FI",9,31200,16700]
[10511453,null,"AC PRO.COM","HRCU-A-CB-O","AUHD30ND3FO","Mini-Splits","ATH30D3FI",9,31200,18000]
[10511469,null,"AC PRO.COM","HRCU-A-CB","AUHD36ND3F1O","Mini-Splits","AFH36D3F2I",9,41000,29400]
[10511470,null,"AC PRO.COM","HRCU-A-CB","AUHD36ND3F1O","Mini-Splits","AFH36D3F3I",9,41000,29400]
[10511454,null,"AC PRO.COM","HRCU-A-CB","AUHD36ND3FO","Mini-Splits","AFH36D3FI",9,41000,24600]
[10511455,null,"AC PRO.COM","HRCU-A-CB-O","AUHD36ND3FO","Mini-Splits","AKH36D3FI",9,41000,23400]
[10511456,null,"AC PRO.COM","HRCU-A-CB-O","AUHD36ND3FO","Mini-Splits","ATH36D3FI",9,41000,23400]
[10511471,null,"AC PRO.COM","HRCU-A-CB","AUHD42ND3F1O","Mini-Splits","AFH42D3F2I",9,47000,28600]
[10511472,null,"AC PRO.COM","HRCU-A-CB","AUHD42ND3F1O","Mini-Splits","FH42D3F3I",9,47000,28600]
[10511457,null,"AC PRO.COM","HRCU-A-CB","AUHD42ND3FO","Mini-Splits","AFH42D3FI",9,44000,24800]
[10511458,null,"AC PRO.COM","HRCU-A-CB-O","AUHD42ND3FO","Mini-Splits","AKH42D3FI",9,44000,24400]
[10511459,null,"AC PRO.COM","HRCU-A-CB-O","AUHD42ND3FO","Mini-Splits","ATH42D3FI",9,44000,24800]
[10511473,null,"AC PRO.COM","HRCU-A-CB","AUHD48ND3F1O","Mini-Splits","AFH48D3F2I",9,51000,33000]
[10511474,null,"AC PRO.COM","HRCU-A-CB","AUHD48ND3F1O","Mini-Splits","AFH48D3F3I",9,51000,33000]
[10511460,null,"AC PRO.COM","HRCU-A-CB","AUHD48ND3FO","Mini-Splits","AFH48D3FI",9,54500,30600]
[10511461,null,"AC PRO.COM","HRCU-A-CB-O","AUHD48ND3FO","Mini-Splits","AKH48D3FI",9,54500,27600]
[10511462,null,"AC PRO.COM","HRCU-A-CB-O","AUHD48ND3FO","Mini-Splits","ATH48D3FI",9,54500,28600]
[202409833,null,"AC PRO.COM","HRCU-A-CB-O","AWH09ACD-D3DNA1A/O","Mini-Splits","AWH09QD-D3DND6B/I",15,9000,5600]
[201856810,null,"AC PRO.COM","HRCU-A-CB-O","AWH09QB-A3DNA5K/O","Mini-Splits","AWH09QB-A3DNB8K/I",9,9500,5400]
[10569077,null,"AC PRO.COM","HRCU-A-CB-O","AWH09QB-D3DNA5K/O","Mini-Splits","AWH09QB-D3DN***/I",9,9500,5800]
[10531403,null,"AC PRO.COM","HRCU-A-CB-O","AWH09QC-A3DNA1D/O","Mini-Splits","AWH09QC-A3DNA3D/I",10.5,9900,6100]
[10531405,null,"AC PRO.COM","HRCU-A-CB-O","AWH09QC-D3DNA1D/O","Mini-Splits","AWH09QC-D3DNA3D/I",10.5,11000,6800]
[10569073,null,"AC PRO.COM","HRCU-A-CB-O","AWH09YD-D3DNA1A/O","Mini-Splits","AWH09QD-D3DN***/I",15,9000,5600]
[10531404,null,"AC PRO.COM","HRCU-A-CB-O","AWH12QC-A3DNA1D/O","Mini-Splits","AWH12QC-A3DNA3D/I",10.199999999999999,12200,6800]
[201856811,null,"AC PRO.COM","HRCU-A-CB-O","AWH12QC-A3DNA5K/O","Mini-Splits","AWH12QC-A3DNB8K/I",9,13000,7500]
[10531406,null,"AC PRO.COM","HRCU-A-CB-O","AWH12QC-D3DNA1D/O","Mini-Splits","AWH12QC-D3DNA3D/I",11,13000,7100]
[10569078,null,"AC PRO.COM","HRCU-A-CB-O","AWH12QC-D3DNA5K/O","Mini-Splits","AWH12QC-D3DN***/I",9,13000,7500]
[10569074,null,"AC PRO.COM","HRCU-A-CB-O","AWH12YD-D3DNA1A/O","Mini-Splits","AWH12QD-D3DN***/I",14,12200,8100]
[10544533,null,"AC PRO.COM","HRCU-A-CB-O","AWH18QD-D3DNA1G/O","Mini-Splits","AWH18QD-D3DNA3G/I",10.5,19800,12400]
[10569079,null,"AC PRO.COM","HRCU-A-CB-O","AWH18QD-D3DNA5K/O","Mini-Splits","AWH18QD-D3DN**K/I",9,19800,11300]
[10569075,null,"AC PRO.COM","HRCU-A-CB-O","AWH18YE-D3DNA1A/O","Mini-Splits","AWH18QE-D3DN***/I",12,18000,14200]
[10544534,null,"AC PRO.COM","HRCU-A-CB-O","AWH24QE-D3DNA1D/O","Mini-Splits","AWH24QE-D3DNA3D/I",10,23000,14600]
[10569080,null,"AC PRO.COM","HRCU-A-CB-O","AWH24QE-D3DNA5K/O","Mini-Splits","AWH24QE-D3DN***/I",10,24000,16000]
[10569076,null,"AC PRO.COM","HRCU-A-CB-O","AWH24YE-D3DNA1A/O","Mini-Splits","AWH24QE-D3DN***/I",12,24000,15500]
[10544535,null,"AC PRO.COM","HRCU-A-CB-O","AWH30LB-D3DNA3G/O","Mini-Splits","AWH30LB-D3DNA3G/I",9,28400,19200]
[10544536,null,"AC PRO.COM","HRCU-A-CB-O","AWH36LB-D3DNA3G/O","Mini-Splits","AWH36LB-D3DNA3G/I",9,34600,20200]
[10569045,null,"AC PRO.COM","HMSV-A-CB","AWHD(18)ND3GO","Non-Ducted Indoor Units","Multiple combinations, check manufacturer compatibility",11,19000,12800]
[10569047,null,"AC PRO.COM","HMSV-A-CB","AWHD(24)ND3GO","Non-Ducted Indoor Units","Multiple combinations, check manufacturer compatibility",11,26000,16600]
[10569053,null,"AC PRO.COM","HMSV-A-CB","AWHD(30)ND3GO","Non-Ducted Indoor Units","Multiple combinations, check manufacturer compatibility",11.5,30000,18000]
[10569057,null,"AC PRO.COM","HMSV-A-CB","AWHD(36)ND3GO","Non-Ducted Indoor Units","Multiple combinations, check manufacturer compatibility",11.5,42500,20000]
[10569061,null,"AC PRO.COM","HMSV-A-CB","AWHD(42)ND3EO","Non-Ducted Indoor Units","Multiple combinations, check manufacturer compatibility",10.199999999999999,45000,29000]
[10569063,null,"AC PRO.COM","HMSV-A-CB","AWHD(42)ND3EO","Ducted Indoor Units","Multiple combinations, check manufacturer compatibility",9.6,46500,28000]
[204759498,null,"AC PRO.COM","HMSV-A-CB","GMV-24WL/C-T(U)","Ducted Indoor Units","Multiple combinations, check manufacturer compatibility",10,28000,16500]
[204759499,null,"AC PRO.COM","HMSV-A-CB-O","GMV-24WL/C-T(U)","Non-Ducted Indoor Units","Multiple combinations, check manufacturer compatibility",10,28000,16500]
[204759500,null,"AC PRO.COM","HMSV-A-CB-O","GMV-28WL/C-T(U)","Non-Ducted Indoor Units","Multiple combinations, check manufacturer compatibility",10,32000,19400]
[204759497,null,"AC PRO.COM","HMSV-A-CB","GMV-28WL/C-T(U)","Ducted Indoor Units","Multiple combinations, check manufacturer compatibility",9,32000,19400]
[10509451,null,"AC PRO.COM","HMSV-A-CB","GMV-36WL/A-T(U)","Ducted Indoor Units","Multiple combinations, check manufacturer compatibility",9,42000,25200]
[10509464,null,"AC PRO.COM","HMSV-A-CB","GMV-36WL/A-T(U)","Non-Ducted Indoor Units","Multiple combinations, check manufacturer compatibility",9,41500,24000]
[10509456,null,"AC PRO.COM","HMSV-A-CB-O","GMV-36WL/B-T(U)","Non-Ducted Indoor Units","Multiple combinations, check manufacturer compatibility",11.7,45000,29400]
[10509457,null,"AC PRO.COM","HMSV-A-CB","GMV-36WL/B-T(U)","Ducted Indoor Units","Multiple combinations, check manufacturer compatibility",10.3,45000,29400]
[10509452,null,"AC PRO.COM","HMSV-A-CB","GMV-48WL/A-T(U)","Non-Ducted Indoor Units","Multiple combinations, check manufacturer compatibility",9,52500,31600]
[10509453,null,"AC PRO.COM","HMSV-A-CB","GMV-48WL/A-T(U)","Ducted Indoor Units","Multiple combinations, check manufacturer compatibility",9,52500,32000]
[10509458,null,"AC PRO.COM","HMSV-A-CB","GMV-48WL/B-T(U)","Non-Ducted Indoor Units","Multiple combinations, check manufacturer compatibility",11,54000,38000]
[10509459,null,"AC PRO.COM","HMSV-A-CB","GMV-48WL/B-T(U)","Ducted Indoor Units","Multiple combinations, check manufacturer compatibility",10.199999999999999,54000,38000]
[10509460,null,"AC PRO.COM","HMSV-A-CB","GMV-HY36WLT/A-T(U)","Non-Ducted Indoor Units","Multiple combinations, check manufacturer compatibility",11,45000,41000]
[10509461,null,"AC PRO.COM","HMSV-A-CB","GMV-HY36WLT/A-T(U)","Ducted Indoor Units","Multiple combinations, check manufacturer compatibility",10,45000,41000]
[10509462,null,"AC PRO.COM","HMSV-A-CB","GMV-HY48WLT/A-T(U)","Non-Ducted Indoor Units","Multiple combinations, check manufacturer compatibility",11,54000,35000]
[10509463,null,"AC PRO.COM","HMSV-A-CB","GMV-HY48WLT/A-T(U)","Ducted Indoor Units","Multiple combinations, check manufacturer compatibility",10,54000,35000]
[10612710,null,"ACC","HRCU-A-CB-O","MSH091J21MC-ACC","Mini-Splits","MSH091J21AX-ACC",10.5,9800,5900]
[203991102,null,"ACC","HRCU-A-CB-O","MSH093E23MCAA","Mini-Splits","MSH093E23AXAA",11.2,10900,6900]
[10612711,null,"ACC","HRCU-A-CB-O","MSH121J21MC-ACC","Mini-Splits","MSH121J21AX-ACC",11.2,12000,7100]
[203991099,null,"ACC","HRCU-A-CB-O","MSH123E19MCAA","Mini-Splits","MSH123E19AXAA",9.5,12000,6800]
[203991103,null,"ACC","HRCU-A-CB-O","MSH123E23MCAA","Mini-Splits","MSH123E23AXAA",12,12000,7800]
[203991100,null,"ACC","HRCU-A-CB-O","MSH183E19MCAA","Mini-Splits","MSH183E19AXAA",10,18000,11000]
[203991104,null,"ACC","HRCU-A-CB-O","MSH183E23MCAA","Mini-Splits","MSH183E23AXAA",10.3,18000,10800]
[10612712,null,"ACC","HRCU-A-CB-O","MSH183J21MC-ACC","Mini-Splits","MSH183J21AX-ACC",10,18000,10400]
[203991101,null,"ACC","HRCU-A-CB-O","MSH243E19MCAA","Mini-Splits","MSH243E19AXAA",9.5,24000,14400]
[203991105,null,"ACC","HRCU-A-CB-O","MSH243E23MCAA","Mini-Splits","MSH243E23AXAA",11.5,24000,15400]
[10612713,null,"ACC","HRCU-A-CB-O","MSH243J21MC-ACC","Mini-Splits","MSH243J21AX-ACC",10,25000,15300]
[203991106,null,"ACC","HRCU-A-CB-O","MSH303E23MCAA","Mini-Splits","MSH303E23AXAA",9.4,30000,18500]
[10612715,null,"ACC","HRCU-A-CB-O","MSH303K16MC-ACC","Mini-Splits","MSH303K16AX-ACC",9.6,30000,19000]
[203991108,null,"ACC","HRCU-A-CB","MSH363E18MCAA","Mini-Splits","MST363E18ADAA",11.5,40000,27600]
[10612714,null,"ACC","HRCU-A-CB-O","MSH363K16MC-ACC","Mini-Splits","MSH363K16AX-ACC",10,36000,21400]
[203991109,null,"ACC","HRCU-A-CB","MSH483E18MCAA","Mini-Splits","MST483E18ADAA",10.3,49500,33400]
[203991110,null,"ACC","HRCU-A-CB","MSH603E18MCAA","Mini-Splits","MST363E18ADAA",9,60000,37600]
[204706303,null,"ACC","HMSV-A-CB","MST183E23MHAA","Ducted Indoor Units","Multiple combinations, check manufacturer compatibility",9.8000000000000007,19000,12600]
[204706304,null,"ACC","HMSV-A-CB","MST183E23MHAA","Mixed Ducted and Non-Ducted Indoor Units","Multiple combinations, check manufacturer compatibility",9.4,19000,12300]
[204706294,null,"ACC","HMSV-A-CB","MST183E23MHAA","Non-Ducted Indoor Units","Multiple combinations, check manufacturer compatibility",9.8000000000000007,20000,12600]
[204706295,null,"ACC","HMSV-A-CB","MST303E23MHAA","Non-Ducted Indoor Units","Multiple combinations, check manufacturer compatibility",10.4,31400,18000]
[204706305,null,"ACC","HMSV-A-CB","MST303E23MHAA","Ducted Indoor Units","Multiple combinations, check manufacturer compatibility",10,28400,16600]
[204706306,null,"ACC","HMSV-A-CB","MST303E23MHAA","Mixed Ducted and Non-Ducted Indoor Units","Multiple combinations, check manufacturer compatibility",9.98,28600,17300]
[204706296,null,"ACC","HMSV-A-CB","MST363E23MHAA","Non-Ducted Indoor Units","Multiple combinations, check manufacturer compatibility",10.5,36000,23200]
[204706307,null,"ACC","HMSV-A-CB","MST363E23MHAA","Ducted Indoor Units","Multiple combinations, check manufacturer compatibility",11,37000,24600]
[204706308,null,"ACC","HMSV-A-CB","MST363E23MHAA","Mixed Ducted and Non-Ducted Indoor Units","Multiple combinations, check manufacturer compatibility",10.23,36200,24000]
[205350625,null,"ACC AIR","HRCU-A-CB-O","TACC19S-09K-11V","Mini-Splits","TACC19S-09K-11V",10,9500,6300]
[205350626,null,"ACC AIR","HRCU-A-CB-O","TACC19S-12K-11V","Mini-Splits","TACC19S-12K-11V",9.5,12500,7000]
[205350627,null,"ACC AIR","HRCU-A-CB-O","TACC19S-24K-22V","Mini-Splits","TACC19S-24K-22V",10,19000,11600]
[201786503,null,"ACC AIR","HRCU-A-CB-O","TACC25S-09K-11V","Mini-Splits","TACC25S-09K-11V-IN",11,9000,6800]
[201786505,null,"ACC AIR","HRCU-A-CB-O","TACC25S-12K-11V","Mini-Splits","TACC25S-12K-11V-IN",10,12000,7100]
[201786507,null,"ACC AIR","HRCU-A-CB-O","TACC25S-18K-22V","Mini-Splits","TACC25S-18K-22V-IN",10,18000,10800]
[205291894,null,"ACC AIR","HRCU-A-CB-O","TSC-09HA2/I2*I19","Mini-Splits","TSC-09HA2/I2*I19",10,9500,6300]
[205291895,null,"ACC AIR","HRCU-A-CB-O","TSC-12HA2/I2*I19","Mini-Splits","TSC-12HA2/I2*I19",9.5,12500,7000]
[205291896,null,"ACC AIR","HRCU-A-CB-O","TSC-18HA2/I2*I19","Mini-Splits","TSC-18HA2/I2*I19",10,19000,11600]
[203363537,null,"ACD","HRCU-A-CB-O","APD09KCH16S-O","Mini-Splits","APD09KCH16S-I",9,9500,5600]
[203363538,null,"ACD","HRCU-A-CB-O","APD12KCH16S-O","Mini-Splits","APD12KCH16S-I",9,13000,7500]
[203363539,null,"ACD","HRCU-A-CB-O","APD18KCH16S-O","Mini-Splits","APD18KCH16S-I",9,19000,12000]
[203363540,null,"ACD","HRCU-A-CB-O","APD24KCH16S-O","Mini-Splits","APD24KCH16S-I",9,23000,13500]
[202110490,null,"ACD","HRCU-A-CB-O","COND-09-02","Mini-Splits","COND-09-02-I",10,9800,5800]
[202110491,null,"ACD","HRCU-A-CB-O","COND-12-02","Mini-Splits","COND-12-02-I",10,13000,8000]
[202110492,null,"ACD","HRCU-A-CB-O","COND-18-02","Mini-Splits","COND-18-02-I",10,19000,12100]
[202110493,null,"ACD","HRCU-A-CB-O","COND-24-02","Mini-Splits","COND-24-02-I",10,25000,15300]
[202557953,null,"ACD","HRCU-A-CB-O","COND-30-02","Mini-Splits","/",9,28400,19200]
[202557952,null,"ACD","HRCU-A-CB-O","COND-36-02","Mini-Splits","/",9,34600,20200]
[202110488,null,"ACD","HRCU-A-CB-O","ELD18KCH15S-O","Mini-Splits","ELD18KCH15S-I",9,19000,11500]
[202209104,null,"ACD","HRCU-A-CB-O","LPD09KCH18S-O","Mini-Splits","LPD09KCH18S-I",9,9500,5800]
[202209105,null,"ACD","HRCU-A-CB-O","LPD12KCH18S-O","Mini-Splits","LPD12KCH18S-I",9,13000,7500]
[202209106,null,"ACD","HRCU-A-CB-O","LPD18KCH18S-O","Mini-Splits","LPD18KCH18S-I",9,19800,11300]
[202209107,null,"ACD","HRCU-A-CB-O","LPD24KCH18S-O","Mini-Splits","LPD24KCH18S-I",10,24000,16000]
[202110494,null,"ACD","HMSV-A-CB","MPD18KCH22S-O","Non-Ducted Indoor Units","Multiple combinations, check manufacturer compatibility",11,19000,12800]
[202110496,null,"ACD","HMSV-A-CB","MPD18KCH22S-O","Mixed Ducted and Non-Ducted Indoor Units","Multiple combinations, check manufacturer compatibility",9.75,19000,12100]
[202110497,null,"ACD","HMSV-A-CB","MPD24KCH21S-O","Non-Ducted Indoor Units","Multiple combinations, check manufacturer compatibility",11,26000,16600,"Yes"]
[202110499,null,"ACD","HMSV-A-CB","MPD24KCH21S-O","Mixed Ducted and Non-Ducted Indoor Units","Multiple combinations, check manufacturer compatibility",9.75,26000,15700]
[202110500,null,"ACD","HMSV-A-CB","MPD30KCH21S-O","Non-Ducted Indoor Units","Multiple combinations, check manufacturer compatibility",11.5,30000,18000,"Yes"]
[202110502,null,"ACD","HMSV-A-CB","MPD30KCH21S-O","Mixed Ducted and Non-Ducted Indoor Units","Multiple combinations, check manufacturer compatibility",10,30000,17100]
[202110503,null,"ACD","HMSV-A-CB","MPD36KCH21S-O","Non-Ducted Indoor Units","Multiple combinations, check manufacturer compatibility",11.5,42500,20000,"Yes"]
[202110505,null,"ACD","HMSV-A-CB","MPD36KCH21S-O","Mixed Ducted and Non-Ducted Indoor Units","Multiple combinations, check manufacturer compatibility",10,42500,15000]
[202110506,null,"ACD","HMSV-A-CB","MPD42KCH21S-O","Non-Ducted Indoor Units","Multiple combinations, check manufacturer compatibility",10.199999999999999,45000,29000]
[202110507,null,"ACD","HMSV-A-CB","MPD42KCH21S-O","Ducted Indoor Units","Multiple combinations, check manufacturer compatibility",9.6,46500,28000]
[202110508,null,"ACD","HMSV-A-CB","MPD42KCH21S-O","Mixed Ducted and Non-Ducted Indoor Units","Multiple combinations, check manufacturer compatibility",9.9,45500,28400]
[201863350,null,"ACD","HRCU-A-CB-O","OCD09KCH23S-O","Mini-Splits","OCD09KCH23S-I",10.5,11000,6800,"Yes"]
[201863351,null,"ACD","HRCU-A-CB-O","OCD12KCH22S-O","Mini-Splits","OCD12KCH22S-I",11,13000,7100,"Yes"]
[201863352,null,"ACD","HRCU-A-CB-O","OCD18KCH20S-O","Mini-Splits","OCD18KCH20S-I",10.5,19800,12400,"Yes"]
[201863353,null,"ACD","HRCU-A-CB-O","OCD24KCH20S-O","Mini-Splits","OCD24KCH20S-I",10,23000,14600,"Yes"]
[202110509,null,"ACD","HRCU-A-CB-O","OCD30KCH18S-O","Mini-Splits","OCD30KCH18S-I",9,28400,19200]
[202557951,null,"ACD","HRCU-A-CB-O","OCD36KCH18SB-O","Mini-Splits","OCD36KCH18SB-I",9,34600,20200]
[202110510,null,"ACD","HRCU-A-CB-O","OCD36KCH18S-O","Mini-Splits","OCD36KCH18S-I",9,34600,20200]
[202409832,null,"ACD","HRCU-A-CB-O","UHD09KCH38SB-O","Mini-Splits","UHD09KCH38SB-I",15,9000,5600,"Yes"]
[202110483,null,"ACD","HRCU-A-CB-O","UHD09KCH38S-O","Mini-Splits","UHD09KCH38S-I",15,9000,5600,"Yes"]
[202110484,null,"ACD","HRCU-A-CB-O","UHD12KCH31S-O","Mini-Splits","UHD12KCH31S-I",14,12200,8100,"Yes"]
[202110485,null,"ACD","HRCU-A-CB-O","UHD18KCH25S-O","Mini-Splits","UHD18KCH25S-I",12,18000,14200,"Yes"]
[202132789,null,"ACD","HRCU-A-CB-O","UHD24KCH22S-O","Mini-Splits","UHD24KCH22S-I",12,24000,15500,"Yes"]
[204520286,null,"AIR MAX","HRCU-A-CB-O","AWAOC09-C2","Mini-Splits","AWAOE09-C2",15,10000,7200]
[204520287,null,"AIR MAX","HRCU-A-CB-O","AWAOC12-C2","Mini-Splits","AWAOE12-C2",14,12000,6800]
[10021057,null,"AIR MAX","HRCU-A-CB-O","AWBC30-C2","Mini-Splits","AWBE30-C2",9.6,30000,19000]
[10021058,null,"AIR MAX","HRCU-A-CB-O","AWBC36-C2","Mini-Splits","AWBE36-C2",10,36000,21400]
[7606715,null,"AIR MAX","HRCU-A-CB-O","AWGBC18-H2","Mini-Splits","AWGBE18-H2",9,19000,11500]
[204517333,null,"AIR MAX","HRCU-A-CB-O","AWGSC09-H2","Mini-Splits","AWGSE09-H2",9,9500,5800]
[204517334,null,"AIR MAX","HRCU-A-CB-O","AWGSC12-H2","Mini-Splits","AWGSE12-H2",9,13000,7500]
[204517335,null,"AIR MAX","HRCU-A-CB-O","AWGSC18-H2","Mini-Splits","AWGSE18-H2",9,19800,11300]
[204517336,null,"AIR MAX","HRCU-A-CB-O","AWGSC24-H2","Mini-Splits","AWGSE24-H2",10,24000,16000]
[204517337,null,"AIR MAX","HRCU-A-CB-O","AWGSC30-H2","Mini-Splits","AWGSE30-H2",9,28400,19200]
[204517338,null,"AIR MAX","HRCU-A-CB-O","AWGSC36-H2","Mini-Splits","AWGSE36-H2",9,34600,20200]
[204517339,null,"AIR MAX","HMSV-A-CB-O","GFMCB18-H2","Non-Ducted Indoor Units","Multiple combinations, check manufacturer compatibility",11,19000,12800]
[204517340,null,"AIR MAX","HMSV-A-CB-O","GFMCB24-H2","Non-Ducted Indoor Units","Multiple combinations, check manufacturer compatibility",11,26000,16600]
[8581970,null,"AIR TEMPO","HMSV-A-CB","DHW30CMB21S","Ducted Indoor Units","Multiple combinations, check manufacturer compatibility",9.8000000000000007,32000,19800]
[5620402,null,"AIR-CON","HRCU-A-CB-O","A18CI4H4R18","Mini-Splits","A18EM4H4R18",10,19800,12700]
[5620403,null,"AIR-CON","HRCU-A-CB-O","A18CI4H4R24","Mini-Splits","A18EM4H4R24",10,23000,15000]
[5620401,null,"AIR-CON","HRCU-A-CB-O","A20CI4H4R12","Mini-Splits","A20EM4H4R12",9.1999999999999993,13000,7600]
[10096650,null,"AIR-CON","HRCU-A-CB-O","A22CI4H4R09","Mini-Splits","A22EM4H4R09",9.1999999999999993,9800,5500]
[9135286,null,"AIR-CON","HRCU-A-CB-O","ABLCI4H1R09","Mini-Splits","ABLEM4H1R09",9,9600,5400]
[9135287,null,"AIR-CON","HRCU-A-CB-O","ABLCI4H1R12","Mini-Splits","ABLEM4H1R12",9,13000,7600]
[10272489,null,"AIR-CON","HRCU-A-CB-O","ABSCI4H4S09","Mini-Splits","ABSEM4H4S09",10.5,9500,5000]
[10272491,null,"AIR-CON","HRCU-A-CB-O","ABSCI4H4S12","Mini-Splits","ABSEM4H4S12",10.8,13000,7500]
[10272493,null,"AIR-CON","HRCU-A-CB-O","ABSCI4H4S18","Mini-Splits","ABSEM4H4S18",11.6,19000,11600]
[10272495,null,"AIR-CON","HRCU-A-CB-O","ABSCI4H4S24","Mini-Splits","ABSEM4H4S24",10.5,24200,15400]
[203446794,null,"AIR-CON","HRCU-A-CB-O","ABXCI4H4S09","Mini-Splits","ABXEM4H4S09",10.7,9500,5000]
[203446795,null,"AIR-CON","HRCU-A-CB-O","ABXCI4H4S12","Mini-Splits","ABXEM4H4S12",10.5,13000,7500]
[203446799,null,"AIR-CON","HRCU-A-CB-O","ABXCI4H4S18","Mini-Splits","ABXEM4H4S18",11.6,19000,11600]
[203446800,null,"AIR-CON","HRCU-A-CB-O","ABXCI4H4S24","Mini-Splits","ABXEM4H4S24",10.5,26000,14500]
[10272500,null,"AIR-CON","HRCU-A-CB-O","ABZCI4H4S09","Mini-Splits","ABZEM4H4S09",12.5,10500,6500]
[10272501,null,"AIR-CON","HRCU-A-CB-O","ABZCI4H4S12","Mini-Splits","ABZEM4H4S12",12,13000,8000]
[7064562,null,"AIR-CON","HRCU-A-CB-O","ACZCI4H4R18","Mini-Splits","ACZEM4H4R18",9,19000,11500]
[10096653,null,"AIR-CON","HRCU-A-CB-O","ALMCI4H4R36","Mini-Splits","ALMEM4H4R36",9,34600,20200]
[205150431,null,"AIR-CON","HRCU-A-CB","AMSCI4H4S18","Ducted Indoor Units","Multiple combinations, check manufacturer compatibility",9.6,18000,12200]
[205150432,null,"AIR-CON","HRCU-A-CB-O","AMSCI4H4S18","Non-Ducted Indoor Units","Multiple combinations, check manufacturer compatibility",11,18000,12200]
[205150433,null,"AIR-CON","HRCU-A-CB","AMSCI4H4S18","Mixed Ducted and Non-Ducted Indoor Units","Multiple combinations, check manufacturer compatibility",10.3,18000,12200]
[204462794,null,"AIR-CON","HRCU-A-CB-O","AMSCI4H4S24","Non-Ducted Indoor Units","Multiple combinations, check manufacturer compatibility",11,24000,15400]
[204462796,null,"AIR-CON","HRCU-A-CB-O","AMSCI4H4S24","Mixed Ducted and Non-Ducted Indoor Units","Multiple combinations, check manufacturer compatibility",10.5,24000,15400]
[204462798,null,"AIR-CON","HRCU-A-CB-O","AMSCI4H4S24","Ducted Indoor Units","Multiple combinations, check manufacturer compatibility",10,24000,15400]
[204462795,null,"AIR-CON","HRCU-A-CB-O","AMSCI4H4S36","Non-Ducted Indoor Units","Multiple combinations, check manufacturer compatibility",11,36000,23200]
[204462797,null,"AIR-CON","HRCU-A-CB-O","AMSCI4H4S36","Mixed Ducted and Non-Ducted Indoor Units","Multiple combinations, check manufacturer compatibility",10.9,36000,22600]
[204462799,null,"AIR-CON","HMSR-A-CB-O","AMSCI4H4S36","Ducted Indoor Units","Multiple combinations, check manufacturer compatibility",10.8,36000,22000]
[205150425,null,"AIR-CON","HMSV-A-CB","AMSCI4H4S42","Ducted Indoor Units","Multiple combinations, check manufacturer compatibility",9.5,42000,24000]
[205150426,null,"AIR-CON","HMSV-A-CB-O","AMSCI4H4S42","Non-Ducted Indoor Units","Multiple combinations, check manufacturer compatibility",10,42000,24000]
[205150427,null,"AIR-CON","HMSV-A-CB","AMSCI4H4S42","Mixed Ducted and Non-Ducted Indoor Units","Multiple combinations, check manufacturer compatibility",9.75,42000,24000]
[10149864,null,"AIR-CON","HMSV-A-CB","AMTCM4H4R18","Non-Ducted Indoor Units","Multiple combinations, check manufacturer compatibility",11,19000,12800]
[10149866,null,"AIR-CON","HMSV-A-CB","AMTCM4H4R18","Mixed Ducted and Non-Ducted Indoor Units","Multiple combinations, check manufacturer compatibility",9.75,19000,12100]
[10149867,null,"AIR-CON","HMSV-A-CB","AMTCM4H4R24","Non-Ducted Indoor Units","Multiple combinations, check manufacturer compatibility",11,26000,16600]
[10149869,null,"AIR-CON","HMSV-A-CB","AMTCM4H4R24","Mixed Ducted and Non-Ducted Indoor Units","Multiple combinations, check manufacturer compatibility",9.75,26000,15700]
[10149870,null,"AIR-CON","HMSV-A-CB","AMTCM4H4R30","Non-Ducted Indoor Units","Multiple combinations, check manufacturer compatibility",11.5,30000,18000]
[10149872,null,"AIR-CON","HMSV-A-CB","AMTCM4H4R30","Mixed Ducted and Non-Ducted Indoor Units","Multiple combinations, check manufacturer compatibility",10,30000,17100]
[10149873,null,"AIR-CON","HMSV-A-CB","AMTCM4H4R36","Non-Ducted Indoor Units","Multiple combinations, check manufacturer compatibility",11.5,42500,20000]
[10149875,null,"AIR-CON","HMSV-A-CB","AMTCM4H4R36","Mixed Ducted and Non-Ducted Indoor Units","Multiple combinations, check manufacturer compatibility",10,42500,15000]
[10149876,null,"AIR-CON","HMSV-A-CB","AMTCM4H4R42","Non-Ducted Indoor Units","Multiple combinations, check manufacturer compatibility",10.199999999999999,45000,29000]
[10149878,null,"AIR-CON","HMSV-A-CB","AMTCM4H4R42","Mixed Ducted and Non-Ducted Indoor Units","Multiple combinations, check manufacturer compatibility",9.9,45500,28400]
[7826812,null,"AIR-CON","HRCU-A-CB-O","ASKCI4H4R18","Mini-Splits","ASKEC4H4R18",9,18400,9900]
[7826810,null,"AIR-CON","HRCU-A-CB","ASKCI4H4R18","Mini-Splits","ASKEK4H4R18",9.5,18800,10900]
[7826811,null,"AIR-CON","HRCU-A-CB","ASKCI4H4R18","Mini-Splits","ASKEK4H4R18W",9.5,18800,10900]
[7826813,null,"AIR-CON","HRCU-A-CB-O","ASKCI4H4R18","Mini-Splits","ASKEL4H4R18",9.5,19100,10900]
[7826816,null,"AIR-CON","HRCU-A-CB-O","ASKCI4H4R24","Mini-Splits","ASKEC4H4R24",10,27200,15700]
[7826814,null,"AIR-CON","HRCU-A-CB","ASKCI4H4R24","Mini-Splits","ASKEK4H4R24",10,27200,16700]
[7826815,null,"AIR-CON","HRCU-A-CB","ASKCI4H4R24","Mini-Splits","ASKEK4H4R24W",10,27200,16700]
[7826817,null,"AIR-CON","HRCU-A-CB-O","ASKCI4H4R24","Mini-Splits","ASKEL4H4R24",10,27200,15700]
[7826820,null,"AIR-CON","HRCU-A-CB-O","ASKCI4H4R30","Mini-Splits","ASKEC4H4R30",9,31200,16700]
[7826818,null,"AIR-CON","HRCU-A-CB","ASKCI4H4R30","Mini-Splits","ASKEK4H4R30",9,31200,16700]
[7826819,null,"AIR-CON","HRCU-A-CB","ASKCI4H4R30","Mini-Splits","ASKEK4H4R30W",9,31200,16700]
[7826821,null,"AIR-CON","HRCU-A-CB-O","ASKCI4H4R30","Mini-Splits","ASKEL4H4R30",9,31200,18000]
[7826824,null,"AIR-CON","HRCU-A-CB-O","ASKCI4H4R36","Mini-Splits","ASKEC4H4R36",9,41000,23400]
[7826822,null,"AIR-CON","HRCU-A-CB","ASKCI4H4R36","Mini-Splits","ASKEK4H4R36",9,41000,24600]
[7826823,null,"AIR-CON","HRCU-A-CB","ASKCI4H4R36","Mini-Splits","ASKEK4H4R36W",9,41000,24600]
[7826825,null,"AIR-CON","HRCU-A-CB-O","ASKCI4H4R36","Mini-Splits","ASKEL4H4R36",9,41000,23400]
[7826828,null,"AIR-CON","HRCU-A-CB-O","ASKCI4H4R42","Mini-Splits","ASKEC4H4R42",9,44000,24400]
[7826826,null,"AIR-CON","HRCU-A-CB","ASKCI4H4R42","Mini-Splits","ASKEK4H4R42",9,44000,24800]
[7826827,null,"AIR-CON","HRCU-A-CB","ASKCI4H4R42","Mini-Splits","ASKEK4H4R42W",9,44000,24800]
[7826829,null,"AIR-CON","HRCU-A-CB-O","ASKCI4H4R42","Mini-Splits","ASKEL4H4R42",9,44000,24800]
[7826832,null,"AIR-CON","HRCU-A-CB-O","ASKCI4H4R48","Mini-Splits","ASKEC4H4R48",9,54500,27600]
[7826830,null,"AIR-CON","HRCU-A-CB","ASKCI4H4R48","Mini-Splits","ASKEK4H4R48",9,54500,30600]
[7826831,null,"AIR-CON","HRCU-A-CB","ASKCI4H4R48","Mini-Splits","ASKEK4H4R48W",9,54500,30600]
[7826833,null,"AIR-CON","HRCU-A-CB-O","ASKCI4H4R48","Mini-Splits","ASKEL4H4R48",9,54500,28600]
[205129515,null,"AIR-CON","HRCU-A-CB-O","ASLCI4H4S09","Mini-Splits","ASLEC4H4S09",9.5,9000,6000]
[205129516,null,"AIR-CON","HRCU-A-CB","ASLCI4H4S09","Mini-Splits","ASLEK4H4S09",9.5,9000,6000]
[205129518,null,"AIR-CON","HRCU-A-CB-O","ASLCI4H4S12","Mini-Splits","ASLEC4H4S12",10,12000,7000]
[205129517,null,"AIR-CON","HRCU-A-CB","ASLCI4H4S12","Mini-Splits","ASLEK4H4S12",10,12000,6600]
[205129519,null,"AIR-CON","HRCU-A-CB-O","ASLCI4H4S18","Mini-Splits","ASLEC4H4S18",10,18000,11000]
[205129520,null,"AIR-CON","HRCU-A-CB","ASLCI4H4S18","Mini-Splits","ASLEK4H4S18",9.5,18000,11000]
[205129521,null,"AIR-CON","HRCU-A-CB-O","ASLCI4H4S24","Mini-Splits","ASLEC4H4S24",10,24000,19600]
[205129522,null,"AIR-CON","HRCU-A-CB","ASLCI4H4S24","Mini-Splits","ASLEK4H4S24",10.5,24000,19200]
[205150423,null,"AIR-CON","HRCU-A-CB-O","ASLCI4H4S36","Mini-Splits","ASLEC4H4S36",10.5,36000,27200]
[205150424,null,"AIR-CON","HRCU-A-CB","ASLCI4H4S36","Mini-Splits","ASLEK4H4S36",9.5,36000,26000]
[10272496,null,"AIR-CON","HRCU-A-CB-O","ASPCI4H4S30","Mini-Splits","ASPEM4H4S30",12.3,31000,16000]
[10272497,null,"AIR-CON","HRCU-A-CB-O","ASPCI4H4S36","Mini-Splits","ASPEM4H4S36",9.6,33400,17500]
[10272488,null,"AIR-CON","HRCU-A-CB-O","ASRCI4H4S09","Mini-Splits","ASREM4H4S09",9.1,10000,4500]
[10272490,null,"AIR-CON","HRCU-A-CB-O","ASRCI4H4S12","Mini-Splits","ASREM4H4S12",9,13000,7500]
[10272492,null,"AIR-CON","HRCU-A-CB-O","ASRCI4H4S18","Mini-Splits","ASREM4H4S18",10.1,20000,11600]
[10272494,null,"AIR-CON","HRCU-A-CB-O","ASRCI4H4S24","Mini-Splits","ASREM4H4S24",9.8000000000000007,24400,13000]
[10272498,null,"AIR-CON","HRCU-A-CB-O","ATUCI4H1S09","Mini-Splits","ATUEM4H1S09",10.5,10000,5000]
[10272499,null,"AIR-CON","HRCU-A-CB-O","ATUCI4H1S12","Mini-Splits","ATUEM4H1S12",9.35,13200,7200]
[201795817,null,"AIR-CON","HRCU-A-CB-O","AVSCI4H4R09","Mini-Splits","AVSEM4H4R09",15,9000,5600]
[204462433,null,"AirEase","HRCU-A-CB-O","4DHP1S09S-1P","Mini-Splits","D22C109S4-1P",10.5,10000,5800]
[204462429,null,"AirEase","HRCU-A-CB","4DHP1S09S-1P","Mini-Splits","DMD209S4-1P",11.5,10000,6800]
[203376756,null,"AirEase","HRCU-A-CB-O","4DHP1S09S-1P","Mini-Splits","DWM109S4-2P",10.8,9800,5800]
[204462426,null,"AirEase","HRCU-A-CB-O","4DHP1S12S-1L","Mini-Splits","DWM112S4-1L",10.199999999999999,12000,7600]
[203376755,null,"AirEase","HRCU-A-CB-O","4DHP1S12S-1L","Mini-Splits","DWM112S4-2L",10.199999999999999,12000,7600]
[204462434,null,"AirEase","HRCU-A-CB-O","4DHP1S12S-1P","Mini-Splits","D22C112S4-1P",10.5,12000,7500]
[204462430,null,"AirEase","HRCU-A-CB","4DHP1S12S-1P","Mini-Splits","DMD212S4-1P",11.5,12000,7200]
[203376757,null,"AirEase","HRCU-A-CB-O","4DHP1S12S-1P","Mini-Splits","DWM112S4-2P",11,12000,7700]
[204462400,null,"AirEase","HMSV-A-CB","4DHP1S18M-1P","Non-Ducted Indoor Units","Multiple combinations, check manufacturer compatibility",10.3,19000,12000]
[204462369,null,"AirEase","HMSV-A-CB","4DHP1S18M-1P","Mixed Ducted and Non-Ducted Indoor Units","Multiple combinations, check manufacturer compatibility",9.9,18600,11600]
[204462411,null,"AirEase","HMSV-A-CB","4DHP1S18M-1P","Ducted Indoor Units","Multiple combinations, check manufacturer compatibility",10,18500,11500]
[203376758,null,"AirEase","HMSV-A-CB","4DHP1S18M-2P","Non-Ducted Indoor Units","Multiple combinations, check manufacturer compatibility",10.3,19000,12000]
[204462374,null,"AirEase","HMSV-A-CB","4DHP1S18M-2P","Mixed Ducted and Non-Ducted Indoor Units","Multiple combinations, check manufacturer compatibility",9.9,18600,11600]
[204462412,null,"AirEase","HMSV-A-CB","4DHP1S18M-2P","Ducted Indoor Units","Multiple combinations, check manufacturer compatibility",10,18500,11500]
[204462435,null,"AirEase","HRCU-A-CB-O","4DHP1S18S-1P","Mini-Splits","D22C118S4-1P",10.3,18000,12000]
[204462431,null,"AirEase","HRCU-A-CB","4DHP1S18S-1P","Mini-Splits","DMD218S4-1P",10.5,18000,12000]
[204462427,null,"AirEase","HRCU-A-CB-O","4DHP1S18S-1P","Mini-Splits","DWM118S4-1P",10.4,18000,11400]
[204462436,null,"AirEase","HRCU-A-CB-O","4DHP1S24S-1P","Mini-Splits","D33C124S4-1P",10.5,24400,15800]
[204462432,null,"AirEase","HRCU-A-CB","4DHP1S24S-1P","Mini-Splits","DMD224S4-1P",11,24400,16000]
[204462428,null,"AirEase","HRCU-A-CB-O","4DHP1S24S-1P","Mini-Splits","DWM124S4-1P",11.5,25000,15300]
[204462379,null,"AirEase","HMSV-A-CB","4DHP1S30M-1P","Mixed Ducted and Non-Ducted Indoor Units","Multiple combinations, check manufacturer compatibility",9.77,27600,17000]
[204462402,null,"AirEase","HMSV-A-CB","4DHP1S30M-1P","Non-Ducted Indoor Units","Multiple combinations, check manufacturer compatibility",10.3,28000,17200]
[204462419,null,"AirEase","HMSV-A-CB","4DHP1S30M-1P","Ducted Indoor Units","Multiple combinations, check manufacturer compatibility",10,28000,17600]
[203376759,null,"AirEase","HMSV-A-CB","4DHP1S30M-2P","Non-Ducted Indoor Units","Multiple combinations, check manufacturer compatibility",10.3,28000,17200]
[204462384,null,"AirEase","HMSV-A-CB","4DHP1S30M-2P","Mixed Ducted and Non-Ducted Indoor Units","Multiple combinations, check manufacturer compatibility",9.77,27600,17000]
[203376788,null,"AirEase","HMSV-A-CB","4DHP1S30M-2P","Ducted Indoor Units","Multiple combinations, check manufacturer compatibility",10,28000,17600]
[204462448,null,"AirEase","HRCU-A-CB-O","4DHP1S30S-1P","Mini-Splits","DWM130S4-1P",9.4,30000,18500]
[204462422,null,"AirEase","HMSV-A-CB","4DHP1S36M-1P","Ducted Indoor Units","Multiple combinations, check manufacturer compatibility",10,37000,23000]
[204462389,null,"AirEase","HMSV-A-CB","4DHP1S36M-1P","Mixed Ducted and Non-Ducted Indoor Units","Multiple combinations, check manufacturer compatibility",9.9700000000000006,36200,23400]
[204462406,null,"AirEase","HMSV-A-CB","4DHP1S36M-1P","Non-Ducted Indoor Units","Multiple combinations, check manufacturer compatibility",10.199999999999999,36000,24600]
[204462452,null,"AirEase","HRCU-A-CB-O","4DHP1S36S-1P","Mini-Splits","D33C136S4-1P",10.5,38000,25200]
[204462450,null,"AirEase","HRCU-A-CB","4DHP1S36S-1P","Mini-Splits","DMD236S4-1P",11.5,40000,27600]
[204462425,null,"AirEase","HMSV-A-CB","4DHP1S48M-1P","Ducted Indoor Units","Multiple combinations, check manufacturer compatibility",11.5,50000,34000]
[204462394,null,"AirEase","HMSV-A-CB","4DHP1S48M-1P","Mixed Ducted and Non-Ducted Indoor Units","Multiple combinations, check manufacturer compatibility",10.6,49000,32200]
[204462408,null,"AirEase","HMSV-A-CB","4DHP1S48M-1P","Non-Ducted Indoor Units","Multiple combinations, check manufacturer compatibility",10.199999999999999,48000,29600]
[204462453,null,"AirEase","HRCU-A-CB-O","4DHP1S48S-1P","Mini-Splits","D33C148S4-1P",11,50000,35000]
[204462451,null,"AirEase","HRCU-A-CB","4DHP1S48S-1P","Mini-Splits","DMD248S4-1P",10.3,49500,33400]
[203376781,null,"AirEase","HRCU-A-CB-O","4DHV1S09S-1L","Mini-Splits","DWH109S4-1L",10,10000,6000]
[203376783,null,"AirEase","HRCU-A-CB-O","4DHV1S09S-1P","Mini-Splits","DWH109S4-1P",9.5,9000,6000]
[203376782,null,"AirEase","HRCU-A-CB-O","4DHV1S12S-1L","Mini-Splits","DWH112S4-1L",9.5,12000,7500]
[203376784,null,"AirEase","HRCU-A-CB-O","4DHV1S12S-1P","Mini-Splits","DWH112S4-1P",9.5,12000,6800]
[203376785,null,"AirEase","HRCU-A-CB-O","4DHV1S18S-1P","Mini-Splits","DWH118S4-1P",10,18000,11000]
[203376786,null,"AirEase","HRCU-A-CB-O","4DHV1S24S-1P","Mini-Splits","DWH124S4-1P",9.5,24000,14400]
[202534237,null,"AireForce","HRCU-A-CB-O","GXH09(2.6)KSK4DH","Mini-Splits","GHH09(2.6)KSK4DH",10.5,9000,5500]
[202534235,null,"AireForce","HRCU-A-CB-O","GXH09(2.6)LSA4DH","Mini-Splits","GHH09(2.6)LUA4DH",10.5,9900,6100]
[202533547,null,"AireForce","HRCU-A-CB-O","GXH09(2.6)LSA4DL","Mini-Splits","GHH09(2.6)LSA4DL",9,9600,5400]
[202534236,null,"AireForce","HRCU-A-CB-O","GXH09(2.6)LSK4DH","Mini-Splits","GHH09(2.6)LUK4DH",10.5,11000,6800]
[202533548,null,"AireForce","HRCU-A-CB-O","GXH09(2.6)LSK4DL","Mini-Splits","GHH09(2.6)LSK4DL",9,9500,5600]
[202533551,null,"AireForce","HRCU-A-CB-O","GXH12(3.5)KSK4DH","Mini-Splits","GHH12(3.5)KSK4DH",10.5,13000,8500]
[202534238,null,"AireForce","HRCU-A-CB-O","GXH12(3.5)LSA4DH","Mini-Splits","GHH12(3.5)LUA4DH",10.199999999999999,12200,6800]
[202533549,null,"AireForce","HRCU-A-CB-O","GXH12(3.5)LSA4DL","Mini-Splits","GHH12(3.5)LSA4DL",9,13000,7600]
[202534239,null,"AireForce","HRCU-A-CB-O","GXH12(3.5)LSK4DH","Mini-Splits","GHH12(3.5)LUK4DH",11,13000,7100]
[202533550,null,"AireForce","HRCU-A-CB-O","GXH12(3.5)LSK4DL","Mini-Splits","GHH12(3.5)LSK4DL",9,13000,7700]
[202534241,null,"AireForce","HRCU-A-CB-O","GXH18(5.2)KSK4DH","Mini-Splits","GHH18(5.2)KSK4DH",10.5,19000,12700]
[202575886,null,"AireForce","HMSV-A-CB","GXH18(5.3)FMK4DH","Ducted Indoor Units","Multiple combinations, check manufacturer compatibility",9,19000,12300]
[202575887,null,"AireForce","HMSV-A-CB","GXH18(5.3)FMK4DH","Mixed Ducted and Non-Ducted Indoor Units","Multiple combinations, check manufacturer compatibility",9,19000,12300]
[202575910,null,"AireForce","HRCU-A-CB-O","GXH18(5.3)FMK4DH","Non-Ducted Indoor Units","Multiple combinations, check manufacturer compatibility",9,19000,12300]
[202534240,null,"AireForce","HRCU-A-CB-O","GXH18(5.3)LSK4DH","Mini-Splits","GHH18(5.3)LUK4DH",10.5,19800,12400]
[202533552,null,"AireForce","HRCU-A-CB-O","GXH18(5.3)LSK4DL","Mini-Splits","GHH18(5.3)LSK4DL",9,19000,12000]
[202575897,null,"AireForce","HRCU-A-CB","GXH18(5.3)USV4DH","Mini-Splits","GDU18(5.3)USV4DH",9.5,18800,10900]
[202575898,null,"AireForce","HRCU-A-CB","GXH18(5.3)USV4DH","Mini-Splits","GDU24(7.0)USV4DH",10,27200,16700]
[202575899,null,"AireForce","HRCU-A-CB","GXH18(5.3)USV4DH","Mini-Splits","GDU36(10.6)USV4DH",9,41000,24600]
[202575888,null,"AireForce","HRCU-A-CB-O","GXH24(7.0)FMK4DH","Non-Ducted Indoor Units","Multiple combinations, check manufacturer compatibility",10.199999999999999,29000,17800]
[202575889,null,"AireForce","HMSV-A-CB","GXH24(7.0)FMK4DH","Ducted Indoor Units","Multiple combinations, check manufacturer compatibility",9,29000,17800]
[202575890,null,"AireForce","HMSV-A-CB","GXH24(7.0)FMK4DH","Mixed Ducted and Non-Ducted Indoor Units","Multiple combinations, check manufacturer compatibility",9.6,29000,17800]
[202534242,null,"AireForce","HRCU-A-CB-O","GXH24(7.0)LSK4DH","Mini-Splits","GHH24(7.0)LUK4DH",10,23000,14600]
[202533553,null,"AireForce","HRCU-A-CB-O","GXH24(7.0)LSK4DL","Mini-Splits","GHH24(7.0)LSK4DL",9,23000,13500]
[202575900,null,"AireForce","HRCU-A-CB","GXH24(7.0)USV4DH","Mini-Splits","GDU48(14.1)USV4DH",9,54500,30600]
[202575901,null,"AireForce","HRCU-A-CB-O","GXH24(7.0)USV4DH","Mini-Splits","GFU18(5.3)USV4DH",9.5,19100,10900]
[202575902,null,"AireForce","HRCU-A-CB-O","GXH24(7.0)USV4DH","Mini-Splits","GFU24(7.0)USV4DH",10,27200,15700]
[202575891,null,"AireForce","HMSV-A-CB","GXH30(8.8)FMK4DH","Non-Ducted Indoor Units","Multiple combinations, check manufacturer compatibility",10.199999999999999,31600,19400]
[202575892,null,"AireForce","HMSV-A-CB","GXH30(8.8)FMK4DH","Ducted Indoor Units","Multiple combinations, check manufacturer compatibility",9.8000000000000007,32000,19800]
[202575893,null,"AireForce","HMSV-A-CB","GXH36(10.6)FMK4DH","Non-Ducted Indoor Units","Multiple combinations, check manufacturer compatibility",10.199999999999999,42500,24800]
[202575894,null,"AireForce","HMSV-A-CB","GXH36(10.6)FMK4DH","Ducted Indoor Units","Multiple combinations, check manufacturer compatibility",9.9,43500,25000]
[202533556,null,"AireForce","HRCU-A-CB-O","GXH36(10.6)LSK4DH","Mini-Splits","GHH36(10.6)LUK4DH",9,34600,20200]
[202542747,null,"AireForce","HRCU-A-CB-O","GXH36(10.6)LSK4DL1","Mini-Splits","GHH36(10.6)LSK4DH",9,34600,20200]
[202575903,null,"AireForce","HRCU-A-CB-O","GXH36(10.6)USV4DH","Mini-Splits","GFU36(10.6)USV4DH",9,41000,23400]
[202575904,null,"AireForce","HRCU-A-CB-O","GXH36(10.6)USV4DH","Mini-Splits","GFU48(14.1)USV4DH",9,54500,28600]
[202575905,null,"AireForce","HRCU-A-CB-O","GXH36(10.6)USV4DH","Mini-Splits","GKU18(5.3)USV4DH",9,18400,9900]
[202575895,null,"AireForce","HMSV-A-CB","GXH42(12.3)FMK4DH","Non-Ducted Indoor Units","Multiple combinations, check manufacturer compatibility",10.199999999999999,45000,29000]
[202575896,null,"AireForce","HMSV-A-CB","GXH42(12.3)FMK4DH","Ducted Indoor Units","Multiple combinations, check manufacturer compatibility",9.6,46500,28000]
[202575909,null,"AireForce","HMSV-A-CB","GXH42(12.3)FMK4DH","Mixed Ducted and Non-Ducted Indoor Units","Multiple combinations, check manufacturer compatibility",9.9,45500,28400]
[202575906,null,"AireForce","HRCU-A-CB-O","GXH48(14.1)USV4DH","Mini-Splits","GKU24(7.0)USV4DH",10,27200,15700]
[202575907,null,"AireForce","HRCU-A-CB-O","GXH48(14.1)USV4DH","Mini-Splits","GKU36(10.6)USV4DH",9,41000,23400]
[202575908,null,"AireForce","HRCU-A-CB-O","GXH48(14.1)USV4DH","Mini-Splits","GKU48(14.1)USV4DH",9,54500,27600]
[202349829,null,"Airlux","HMSV-A-CB","AM2M18O","Non-Ducted Indoor Units","Multiple combinations, check manufacturer compatibility",10,18000,11800]
[202349830,null,"Airlux","HMSV-A-CB","AM3M27O","Specific","AMM09IAMM09IAMM09I",9.8000000000000007,28000,16800]
[202326846,null,"Airlux","HMSV-A-CB","AM4M36O","Non-Ducted Indoor Units","Multiple combinations, check manufacturer compatibility",10.3,36000,25400]
[202326847,null,"Airlux","HMSV-A-CB","AM5M48O","Non-Ducted Indoor Units","Multiple combinations, check manufacturer compatibility",10.4,48000,30800]
[203401048,null,"Airlux","HRCU-A-CB-O","ASZ09O","Mini-Splits","AMM09I",10.5,9800,6400]
[203401045,null,"Airlux","HRCU-A-CB","ASZ12O","Mini-Splits","AMD12I",11.5,12000,7200]
[203401049,null,"Airlux","HRCU-A-CB-O","ASZ12O","Mini-Splits","AMM12I",9.8000000000000007,12000,7200]
[203401044,null,"Airlux","HRCU-A-CB","ASZ18O","Mini-Splits","AMD18I",10.5,18000,12000]
[203401047,null,"Airlux","HRCU-A-CB-O","ASZ18O","Mini-Splits","AMM18I",10,18000,10400]
[203401043,null,"Airlux","HRCU-A-CB","ASZ24O","Mini-Splits","AMD24I",11,24400,16000]
[203401046,null,"Airlux","HRCU-A-CB-O","ASZ24O","Mini-Splits","AMM24I",10,25000,15300]
[203401050,null,"Airlux","HRCU-A-CB","ASZ36O","Mini-Splits","AMD36I",11.5,40000,27600]
[203966573,null,"AIRQUEST","HRCU-A-CB-O","DLCERAH09AAK","Mini-Splits","DLFEHAH09XAK",10,9800,5800]
[203966572,null,"AIRQUEST","HRCU-A-CB-O","DLCERAH12AAJ","Mini-Splits","DLFEHAH12XAJ",10.3,12000,7200]
[203966574,null,"AIRQUEST","HRCU-A-CB-O","DLCERAH12AAK","Mini-Splits","DLFEHAH12XAK",9.6,12000,7300]
[203966575,null,"AIRQUEST","HRCU-A-CB-O","DLCERAH18AAK","Mini-Splits","DLFEHAH18XAK",10.1,18000,11400]
[203966576,null,"AIRQUEST","HRCU-A-CB-O","DLCERAH24AAK","Mini-Splits","DLFEHAH24XAK",9.6,24800,15300]
[203966588,null,"AIRQUEST","HRCU-A-CB-O","DLCLRAH36AAK","Mini-Splits","DLFLCAH36XAK",10.5,38000,25200,"Yes"]
[203966599,null,"AIRQUEST","HRCU-A-CB","DLCLRAH36AAK","Mini-Splits","DLFLDAH36XAK",11.5,40000,27600,"Yes"]
[203966592,null,"AIRQUEST","HRCU-A-CB-O","DLCLRAH36AAK","Mini-Splits","DLFLFAH36XAK",10,38000,25400,"Yes"]
[203966589,null,"AIRQUEST","HRCU-A-CB-O","DLCLRAH48AAK","Mini-Splits","DLFLCAH48XAK",11,50000,35000]
[203966600,null,"AIRQUEST","HRCU-A-CB","DLCLRAH48AAK","Mini-Splits","DLFLDAH48XAK",10.3,49500,33400]
[203966593,null,"AIRQUEST","HRCU-A-CB-O","DLCLRAH48AAK","Mini-Splits","DLFLFAH48XAK",11,50000,35000]
[203966601,null,"AIRQUEST","HRCU-A-CB","DLCLRAH58AAK","Mini-Splits","DLFLDAH58XAK",9,60000,37600]
[203966594,null,"AIRQUEST","HRCU-A-CB-O","DLCLRAH58AAK","Mini-Splits","DLFLFAH58XAK",10.5,60000,39000]
[203966602,null,"AIRQUEST","HMSV-A-CB","DLCMRAH18BAK","Non-Ducted Indoor Units","Multiple combinations, check manufacturer compatibility",9.6999999999999993,18000,11600]
[203966603,null,"AIRQUEST","HMSV-A-CB","DLCMRAH18BAK","Ducted Indoor Units","Multiple combinations, check manufacturer compatibility",10,18500,11500]
[203966604,null,"AIRQUEST","HMSV-A-CB","DLCMRAH18BAK","Mixed Ducted and Non-Ducted Indoor Units","Multiple combinations, check manufacturer compatibility",9.85,18200,11550]
[203966605,null,"AIRQUEST","HMSV-A-CB","DLCMRAH27CAK","Ducted Indoor Units","Multiple combinations, check manufacturer compatibility",10,28000,17600]
[203966606,null,"AIRQUEST","HMSV-A-CB","DLCMRAH27CAK","Mixed Ducted and Non-Ducted Indoor Units","Multiple combinations, check manufacturer compatibility",10.4,27400,17700]
[203966617,null,"AIRQUEST","HMSV-A-CB","DLCMRAH27CAK","Non-Ducted Indoor Units","Multiple combinations, check manufacturer compatibility",10.8,27000,17800]
[203966607,null,"AIRQUEST","HMSV-A-CB","DLCMRAH36DAK","Non-Ducted Indoor Units","Multiple combinations, check manufacturer compatibility",10.199999999999999,36000,23600]
[203966608,null,"AIRQUEST","HMSV-A-CB","DLCMRAH36DAK","Ducted Indoor Units","Multiple combinations, check manufacturer compatibility",10,37000,23000]
[203966609,null,"AIRQUEST","HMSV-A-CB","DLCMRAH36DAK","Mixed Ducted and Non-Ducted Indoor Units","Multiple combinations, check manufacturer compatibility",10.1,36400,23300]
[203966610,null,"AIRQUEST","HMSV-A-CB","DLCMRAH48EAK","Non-Ducted Indoor Units","Multiple combinations, check manufacturer compatibility",10.199999999999999,48000,30400]
[203966611,null,"AIRQUEST","HMSV-A-CB","DLCMRAH48EAK","Ducted Indoor Units","Multiple combinations, check manufacturer compatibility",11.5,50000,34000]
[203966612,null,"AIRQUEST","HMSV-A-CB","DLCMRAH48EAK","Mixed Ducted and Non-Ducted Indoor Units","Multiple combinations, check manufacturer compatibility",10.85,49000,32200]
[203966568,null,"AIRQUEST","HRCU-A-CB-O","DLCPRAH09AAK","Mini-Splits","DLFPHAH09XAK",14.5,10000,7200]
[203966569,null,"AIRQUEST","HRCU-A-CB-O","DLCPRAH12AAK","Mini-Splits","DLFPHAH12XAK",13.6,12000,6800]
[203966570,null,"AIRQUEST","HRCU-A-CB-O","DLCPRAH18AAK","Mini-Splits","DLFPHAH18XAK",14,18000,12300]
[203966571,null,"AIRQUEST","HRCU-A-CB-O","DLCPRAH24AAK","Mini-Splits","DLFPHAH24XAK",12,24000,15400]
[203966577,null,"AIRQUEST","HRCU-A-CB-O","DLCSRAH09AAJ","Mini-Splits","DLFSHAH09XAJ",10.5,9800,5600]
[203966585,null,"AIRQUEST","HRCU-A-CB-O","DLCSRAH09AAK","Mini-Splits","DLFSCAH09XAK",10.199999999999999,10000,6700]
[203966595,null,"AIRQUEST","HRCU-A-CB","DLCSRAH09AAK","Mini-Splits","DLFSDAH09XAK",11.5,10000,6800]
[203966578,null,"AIRQUEST","HRCU-A-CB-O","DLCSRAH09AAK","Mini-Splits","DLFSHAH09XAK",10.5,12000,7500]
[203966579,null,"AIRQUEST","HRCU-A-CB-O","DLCSRAH12AAJ","Mini-Splits","DLFSHAH12XAJ",11,11800,7100]
[203966586,null,"AIRQUEST","HRCU-A-CB-O","DLCSRAH12AAK","Mini-Splits","DLFSCAH12XAK",10.199999999999999,12000,8200]
[203966596,null,"AIRQUEST","HRCU-A-CB","DLCSRAH12AAK","Mini-Splits","DLFSDAH12XAK",11,12500,8100]
[203966590,null,"AIRQUEST","HRCU-A-CB-O","DLCSRAH12AAK","Mini-Splits","DLFSFAH12XAK",10.5,12000,9600]
[203966580,null,"AIRQUEST","HRCU-A-CB-O","DLCSRAH12AAK","Mini-Splits","DLFSHAH12XAK",11,12000,7600]
[203966587,null,"AIRQUEST","HRCU-A-CB-O","DLCSRAH18AAK","Mini-Splits","DLFSCAH18XAK",10.5,18000,12000]
[203966597,null,"AIRQUEST","HRCU-A-CB","DLCSRAH18AAK","Mini-Splits","DLFSDAH18XAK",10.8,19000,12400]
[203966591,null,"AIRQUEST","HRCU-A-CB-O","DLCSRAH18AAK","Mini-Splits","DLFSFAH18XAK",10.199999999999999,18000,12900]
[203966581,null,"AIRQUEST","HRCU-A-CB-O","DLCSRAH18AAK","Mini-Splits","DLFSHAH18XAK",10.5,18000,11900]
[203966615,null,"AIRQUEST","HRCU-A-CB-O","DLCSRAH24AAK","Mini-Splits","DLFSCAH24XAK",11.5,24000,16200]
[203966598,null,"AIRQUEST","HRCU-A-CB","DLCSRAH24AAK","Mini-Splits","DLFSDAH24XAK",12,24000,17400]
[203966616,null,"AIRQUEST","HRCU-A-CB-O","DLCSRAH24AAK","Mini-Splits","DLFSFAH24XAK",11.5,24000,17200]
[203966582,null,"AIRQUEST","HRCU-A-CB-O","DLCSRAH24AAK","Mini-Splits","DLFSHAH24XAK",10,25000,15000]
[203966583,null,"AIRQUEST","HRCU-A-CB-O","DLCSRAH30AAK","Mini-Splits","DLFSHAH30XAK",9.8000000000000007,30000,18000]
[203966584,null,"AIRQUEST","HRCU-A-CB-O","DLCSRAH36AAK","Mini-Splits","DLFSHAH36XAK",10,36000,20600]
[202443314,null,"AIRTEMP","HRCU-A-CB-O","GXH09(2.6)KSK4DH","Mini-Splits","GHH09(2.6)KSK4DH",10.5,9000,5500,"Yes"]
[202443307,null,"AIRTEMP","HRCU-A-CB-O","GXH09(2.6)LSA4DH","Mini-Splits","GHH09(2.6)LUA4DH",10.5,9900,6100,"Yes"]
[202443299,null,"AIRTEMP","HRCU-A-CB-O","GXH09(2.6)LSA4DL","Mini-Splits","GHH09(2.6)LSA4DL",9,9600,5400]
[202443309,null,"AIRTEMP","HRCU-A-CB-O","GXH09(2.6)LSK4DH","Mini-Splits","GHH09(2.6)LUK4DH",10.5,11000,6800,"Yes"]
[202443301,null,"AIRTEMP","HRCU-A-CB-O","GXH09(2.6)LSK4DL","Mini-Splits","GHH09(2.6)LSK4DL",9,9500,5600]
[202443315,null,"AIRTEMP","HRCU-A-CB-O","GXH12(3.5)KSK4DH","Mini-Splits","GHH12(3.5)KSK4DH",10.5,13000,8500,"Yes"]
[202443308,null,"AIRTEMP","HRCU-A-CB-O","GXH12(3.5)LSA4DH","Mini-Splits","GHH12(3.5)LUA4DH",10.199999999999999,12200,6800,"Yes"]
[202443300,null,"AIRTEMP","HRCU-A-CB-O","GXH12(3.5)LSA4DL","Mini-Splits","GHH12(3.5)LSA4DL",9,13000,7600]
[202443310,null,"AIRTEMP","HRCU-A-CB-O","GXH12(3.5)LSK4DH","Mini-Splits","GHH12(3.5)LUK4DH",11,13000,7100,"Yes"]
[202443302,null,"AIRTEMP","HRCU-A-CB-O","GXH12(3.5)LSK4DL","Mini-Splits","GHH12(3.5)LSK4DL",9,13000,7700]
[202443316,null,"AIRTEMP","HRCU-A-CB-O","GXH18(5.2)KSK4DH","Mini-Splits","GHH18(5.2)KSK4DH",10.5,19000,12700,"Yes"]
[202442974,null,"AIRTEMP","HMSV-A-CB","GXH18(5.3)FMK4DH","Ducted Indoor Units","Multiple combinations, check manufacturer compatibility",9,19000,12300]
[203376867,null,"AIRTEMP","HMSV-A-CB","GXH18(5.3)FMK4DH","Mixed Ducted and Non-Ducted Indoor Units","Multiple combinations, check manufacturer compatibility",9,19000,12300]
[203376859,null,"AIRTEMP","HRCU-A-CB-O","GXH18(5.3)FMK4DH","Non-Ducted Indoor Units","Multiple combinations, check manufacturer compatibility",9,19000,12300]
[202443311,null,"AIRTEMP","HRCU-A-CB-O","GXH18(5.3)LSK4DH","Mini-Splits","GHH18(5.3)LUK4DH",10.5,19800,12400,"Yes"]
[202443303,null,"AIRTEMP","HRCU-A-CB-O","GXH18(5.3)LSK4DL","Mini-Splits","GHH18(5.3)LSK4DL",9,19000,12000]
[202442959,null,"AIRTEMP","HRCU-A-CB","GXH18(5.3)USV4DH","Mini-Splits","GDU18(5.3)USV4DH",9.5,18800,10900,"Yes"]
[202442961,null,"AIRTEMP","HRCU-A-CB-O","GXH18(5.3)USV4DH","Mini-Splits","GFU18(5.3)USV4DH",9.5,19100,10900]
[202442960,null,"AIRTEMP","HRCU-A-CB-O","GXH18(5.3)USV4DH","Mini-Splits","GKU18(5.3)USV4DH",9,18400,9900]
[202442975,null,"AIRTEMP","HMSV-A-CB","GXH24(7.0)FMK4DH","Ducted Indoor Units","Multiple combinations, check manufacturer compatibility",9,29000,17800]
[203376868,null,"AIRTEMP","HMSV-A-CB","GXH24(7.0)FMK4DH","Mixed Ducted and Non-Ducted Indoor Units","Multiple combinations, check manufacturer compatibility",9.6,29000,17800]
[203376860,null,"AIRTEMP","HRCU-A-CB-O","GXH24(7.0)FMK4DH","Non-Ducted Indoor Units","Multiple combinations, check manufacturer compatibility",10.199999999999999,29000,17800]
[202443312,null,"AIRTEMP","HRCU-A-CB-O","GXH24(7.0)LSK4DH","Mini-Splits","GHH24(7.0)LUK4DH",10,23000,14600,"Yes"]
[202443304,null,"AIRTEMP","HRCU-A-CB-O","GXH24(7.0)LSK4DL","Mini-Splits","GHH24(7.0)LSK4DL",9,23000,13500]
[202442962,null,"AIRTEMP","HRCU-A-CB","GXH24(7.0)USV4DH","Mini-Splits","GDU24(7.0)USV4DH",10,27200,16700,"Yes"]
[202442964,null,"AIRTEMP","HRCU-A-CB-O","GXH24(7.0)USV4DH","Mini-Splits","GFU24(7.0)USV4DH",10,27200,15700,"Yes"]
[202442963,null,"AIRTEMP","HRCU-A-CB-O","GXH24(7.0)USV4DH","Mini-Splits","GKU24(7.0)USV4DH",10,27200,15700,"Yes"]
[202442976,null,"AIRTEMP","HMSV-A-CB","GXH30(8.8)FMK4DH","Ducted Indoor Units","Multiple combinations, check manufacturer compatibility",9.8000000000000007,32000,19800]
[203376861,null,"AIRTEMP","HMSV-A-CB","GXH30(8.8)FMK4DH","Non-Ducted Indoor Units","Multiple combinations, check manufacturer compatibility",10.199999999999999,31600,19400]
[202442977,null,"AIRTEMP","HMSV-A-CB","GXH36(10.6)FMK4DH","Ducted Indoor Units","Multiple combinations, check manufacturer compatibility",9.9,43500,25000]
[203376862,null,"AIRTEMP","HMSV-A-CB","GXH36(10.6)FMK4DH","Non-Ducted Indoor Units","Multiple combinations, check manufacturer compatibility",10.199999999999999,42500,24800]
[202443313,null,"AIRTEMP","HRCU-A-CB-O","GXH36(10.6)LSK4DH","Mini-Splits","GHH36(10.6)LUK4DH",9,34600,20200]
[202542748,null,"AIRTEMP","HRCU-A-CB-O","GXH36(10.6)LSK4DL1","Mini-Splits","GHH36(10.6)LSK4DH",9,34600,20200]
[202442968,null,"AIRTEMP","HRCU-A-CB","GXH36(10.6)USV4DH","Mini-Splits","GDU36(10.6)USV4DH",9,41000,24600,"Yes"]
[202442970,null,"AIRTEMP","HRCU-A-CB-O","GXH36(10.6)USV4DH","Mini-Splits","GFU36(10.6)USV4DH",9,41000,23400]
[202442969,null,"AIRTEMP","HRCU-A-CB-O","GXH36(10.6)USV4DH","Mini-Splits","GKU36(10.6)USV4DH",9,41000,23400]
[202442978,null,"AIRTEMP","HMSV-A-CB","GXH42(12.3)FMK4DH","Ducted Indoor Units","Multiple combinations, check manufacturer compatibility",9.6,46500,28000]
[203376863,null,"AIRTEMP","HMSV-A-CB","GXH42(12.3)FMK4DH","Non-Ducted Indoor Units","Multiple combinations, check manufacturer compatibility",10.199999999999999,45000,29000]
[203376864,null,"AIRTEMP","HMSV-A-CB","GXH42(12.3)FMK4DH","Mixed Ducted and Non-Ducted Indoor Units","Multiple combinations, check manufacturer compatibility",9.9,45500,28400]
[202442971,null,"AIRTEMP","HRCU-A-CB","GXH48(14.1)USV4DH","Mini-Splits","GDU48(14.1)USV4DH",9,54500,30600,"Yes"]
[202442973,null,"AIRTEMP","HRCU-A-CB-O","GXH48(14.1)USV4DH","Mini-Splits","GFU48(14.1)USV4DH",9,54500,28600]
[202442972,null,"AIRTEMP","HRCU-A-CB-O","GXH48(14.1)USV4DH","Mini-Splits","GKU48(14.1)USV4DH",9,54500,27600]
[203966543,null,"Allied","HRCU-A-CB-O","4DHP1S09S-1P","Mini-Splits","D22C109S4-1P",10.5,10000,5800]
[203966544,null,"Allied","HRCU-A-CB","4DHP1S09S-1P","Mini-Splits","DMD209S4-1P",11.5,10000,6800]
[203966542,null,"Allied","HRCU-A-CB-O","4DHP1S09S-1P","Mini-Splits","DWM109S4-1P",10.8,9800,5800]
[203376761,null,"Allied","HRCU-A-CB-O","4DHP1S09S-1P","Mini-Splits","DWM109S4-2P",10.8,9800,5800]
[203966545,null,"Allied","HRCU-A-CB-O","4DHP1S12S-1L","Mini-Splits","DWM112S4-1L",10.199999999999999,12000,7600]
[203376760,null,"Allied","HRCU-A-CB-O","4DHP1S12S-1L","Mini-Splits","DWM112S4-2L",10.199999999999999,12000,7600]
[203966547,null,"Allied","HRCU-A-CB-O","4DHP1S12S-1P","Mini-Splits","D22C112S4-1P",10.5,12000,7500]
[203966548,null,"Allied","HRCU-A-CB","4DHP1S12S-1P","Mini-Splits","DMD212S4-1P",11.5,12000,7200]
[203966546,null,"Allied","HRCU-A-CB-O","4DHP1S12S-1P","Mini-Splits","DWM112S4-1P",11,12000,7700]
[203376762,null,"Allied","HRCU-A-CB-O","4DHP1S12S-1P","Mini-Splits","DWM112S4-2P",11,12000,7700]
[204462370,null,"Allied","HMSV-A-CB","4DHP1S18M-1P","Mixed Ducted and Non-Ducted Indoor Units","Multiple combinations, check manufacturer compatibility",9.9,18600,11600]
[204462409,null,"Allied","HMSV-A-CB","4DHP1S18M-1P","Ducted Indoor Units","Multiple combinations, check manufacturer compatibility",10,18500,11500]
[203966560,null,"Allied","HMSV-A-CB","4DHP1S18M-1P","Non-Ducted Indoor Units","Multiple combinations, check manufacturer compatibility",10.3,19000,12000]
[203376763,null,"Allied","HMSV-A-CB","4DHP1S18M-2P","Non-Ducted Indoor Units","Multiple combinations, check manufacturer compatibility",10.3,19000,12000]
[204462375,null,"Allied","HMSV-A-CB","4DHP1S18M-2P","Mixed Ducted and Non-Ducted Indoor Units","Multiple combinations, check manufacturer compatibility",9.9,18600,11600]
[204462413,null,"Allied","HMSV-A-CB","4DHP1S18M-2P","Ducted Indoor Units","Multiple combinations, check manufacturer compatibility",10,18500,11500]
[203966550,null,"Allied","HRCU-A-CB-O","4DHP1S18S-1P","Mini-Splits","D22C118S4-1P",10.3,18000,12000]
[203966551,null,"Allied","HRCU-A-CB","4DHP1S18S-1P","Mini-Splits","DMD218S4-1P",10.5,18000,12000]
[203966549,null,"Allied","HRCU-A-CB-O","4DHP1S18S-1P","Mini-Splits","DWM118S4-1P",10.4,18000,11400]
[203966553,null,"Allied","HRCU-A-CB-O","4DHP1S24S-1P","Mini-Splits","D33C124S4-1P",10.5,24400,15800]
[203966554,null,"Allied","HRCU-A-CB","4DHP1S24S-1P","Mini-Splits","DMD224S4-1P",11,24400,16000]
[203966552,null,"Allied","HRCU-A-CB-O","4DHP1S24S-1P","Mini-Splits","DWM124S4-1P",11.5,25000,15300]
[204462380,null,"Allied","HMSV-A-CB","4DHP1S30M-1P","Mixed Ducted and Non-Ducted Indoor Units","Multiple combinations, check manufacturer compatibility",9.77,27600,17000]
[204462417,null,"Allied","HMSV-A-CB","4DHP1S30M-1P","Ducted Indoor Units","Multiple combinations, check manufacturer compatibility",10,28000,17600]
[203966561,null,"Allied","HMSV-A-CB","4DHP1S30M-1P","Non-Ducted Indoor Units","Multiple combinations, check manufacturer compatibility",10.3,28000,17200]
[203376797,null,"Allied","HMSV-A-CB","4DHP1S30M-2P","Ducted Indoor Units","Multiple combinations, check manufacturer compatibility",10,28000,17600]
[203376764,null,"Allied","HMSV-A-CB","4DHP1S30M-2P","Non-Ducted Indoor Units","Multiple combinations, check manufacturer compatibility",10.3,28000,17200]
[204462385,null,"Allied","HMSV-A-CB","4DHP1S30M-2P","Mixed Ducted and Non-Ducted Indoor Units","Multiple combinations, check manufacturer compatibility",9.77,27600,17000]
[203966555,null,"Allied","HRCU-A-CB-O","4DHP1S30S-1P","Mini-Splits","DWM130S4-1P",9.4,30000,18500]
[204462390,null,"Allied","HMSV-A-CB","4DHP1S36M-1P","Mixed Ducted and Non-Ducted Indoor Units","Multiple combinations, check manufacturer compatibility",9.9700000000000006,36200,23400]
[205417818,null,"Allied","HMSV-A-CB","4DHP1S36M-1P","Non-Ducted Indoor Units","Multiple combinations, check manufacturer compatibility",10.199999999999999,36000,24600]
[204462420,null,"Allied","HMSV-A-CB","4DHP1S36M-1P","Ducted Indoor Units","Multiple combinations, check manufacturer compatibility",10,37000,23000]
[203966562,null,"Allied","HMSV-A-CB","4DHP1S36M-1P","Non-Ducted Indoor Units","Multiple combinations, check manufacturer compatibility",10.199999999999999,36000,24600]
[203966556,null,"Allied","HRCU-A-CB-O","4DHP1S36S-1P","Mini-Splits","D33C136S4-1P",10.5,38000,25200]
[203966557,null,"Allied","HRCU-A-CB","4DHP1S36S-1P","Mini-Splits","DMD236S4-1P",11.5,40000,27600]
[204462423,null,"Allied","HMSV-A-CB","4DHP1S48M-1P","Ducted Indoor Units","Multiple combinations, check manufacturer compatibility",11.5,50000,34000]
[204462395,null,"Allied","HMSV-A-CB","4DHP1S48M-1P","Mixed Ducted and Non-Ducted Indoor Units","Multiple combinations, check manufacturer compatibility",10.6,49000,32200]
[203966563,null,"Allied","HMSV-A-CB","4DHP1S48M-1P","Non-Ducted Indoor Units","Multiple combinations, check manufacturer compatibility",10.199999999999999,48000,29600]
[203966558,null,"Allied","HRCU-A-CB-O","4DHP1S48S-1P","Mini-Splits","D33C148S4-1P",11,50000,35000]
[203966559,null,"Allied","HRCU-A-CB","4DHP1S48S-1P","Mini-Splits","DMD248S4-1P",10.3,49500,33400]
[203376790,null,"Allied","HRCU-A-CB-O","4DHV1S09S-1L","Mini-Splits","DWH109S4-1L",10,10000,6000]
[203376792,null,"Allied","HRCU-A-CB-O","4DHV1S09S-1P","Mini-Splits","DWH109S4-1P",9.5,9000,6000]
[203376791,null,"Allied","HRCU-A-CB-O","4DHV1S12S-1L","Mini-Splits","DWH112S4-1L",9.5,12000,7500]
[203376793,null,"Allied","HRCU-A-CB-O","4DHV1S12S-1P","Mini-Splits","DWH112S4-1P",9.5,12000,6800]
[203376794,null,"Allied","HRCU-A-CB-O","4DHV1S18S-1P","Mini-Splits","DWH118S4-1P",10,18000,11000]
[203376795,null,"Allied","HRCU-A-CB-O","4DHV1S24S-1P","Mini-Splits","DWH124S4-1P",9.5,24000,14400]
[203403467,null,"ALPICAIR","HMSV-A-CB","AM20-18UHPDC2A","Non-Ducted Indoor Units","Multiple combinations, check manufacturer compatibility",10,18000,11800]
[9990319,null,"ALPICAIR","HMSV-A-CB","AM20-18UHPDC2A","Non-Ducted Indoor Units","Multiple combinations, check manufacturer compatibility",10,18000,11800]
[9990320,null,"ALPICAIR","HMSV-A-CB","AM30-27UHPDC2A","Non-Ducted Indoor Units","Multiple combinations, check manufacturer compatibility",9.8000000000000007,28000,16800]
[203403468,null,"ALPICAIR","HMSV-A-CB","AM40-36UHPDC2A","Non-Ducted Indoor Units","Multiple combinations, check manufacturer compatibility",10.3,36000,25400]
[9990321,null,"ALPICAIR","HMSV-A-CB","AM40-36UHPDC2A","Non-Ducted Indoor Units","Multiple combinations, check manufacturer compatibility",10.3,36000,25400]
[9990316,null,"ALPICAIR","HRCU-A-CB-O","AWO-09UHPDC1A","Mini-Splits","AWI-09UHPDC1A",10.5,9800,5900]
[10580868,null,"ALPICAIR","HRCU-A-CB-O","AWO-09UHPDC1B","Mini-Splits","AWI-09UHPDC1B",9,9500,5800]
[9990317,null,"ALPICAIR","HRCU-A-CB-O","AWO-12UHPDC1A","Mini-Splits","AWI-12UHPDC1A",11.2,12000,7100]
[10268701,null,"ALPICAIR","HRCU-A-CB-O","AWO-12UHPDC1B","Mini-Splits","AWI-12UHPDC1B",9,12000,7500]
[10580871,null,"ALPICAIR","HRCU-A-CB-O","AWO-18UHPDC2A","Mini-Splits","ACI-18UHPDC2A",10.3,18000,12000]
[9990318,null,"ALPICAIR","HRCU-A-CB-O","AWO-18UHPDC2A","Mini-Splits","AWI-18UHPDC2A",10,18000,10400]
[10580869,null,"ALPICAIR","HRCU-A-CB-O","AWO-18UHPDC2B","Mini-Splits","AWI-18UHPDC2B",9.8000000000000007,18000,12200]
[203403469,null,"ALPICAIR","HRCU-A-CB-O","AWO-18UHPDC2B","Mini-Splits","AWI-18UHPDC2B",10,18000,11000]
[10580870,null,"ALPICAIR","HRCU-A-CB-O","AWO-23UHPDC2B","Mini-Splits","AWI-23UHPDC2B",9,25000,14800]
[8858480,null,"AMERICAN STANDARD","HRCU-A-CB-O","4TXK1609A10N0**","Mini-Splits","4MXW1609A10N0**",9,9500,5600]
[8858482,null,"AMERICAN STANDARD","HRCU-A-CB-O","4TXK1612A10N0**","Mini-Splits","4MXW1612A10N0**",9,13000,7700]
[8858484,null,"AMERICAN STANDARD","HRCU-A-CB-O","4TXK1618A10N0**","Mini-Splits","4MXW1618A10N0**",9,19000,12000]
[8858486,null,"AMERICAN STANDARD","HRCU-A-CB-O","4TXK1624A10N0**","Mini-Splits","4MXW1624A10N0**",9,23000,13500]
[8935243,null,"AMERICAN STANDARD","HRCU-A-CB-O","4TXK2212AL0N0**","Mini-Splits","4MXW2212AL0N0**",9.6,13000,7900]
[202541564,null,"AMERICAN STANDARD","HRCU-A-CB-O","4TXK2309A10N0**","Mini-Splits","4MXW2309A10N0**",10.5,11000,6800,"Yes"]
[202703123,null,"AMERICAN STANDARD","HRCU-A-CB-O","4TXK2312A10N0**","Mini-Splits","4MXW2312A10N0**",11,13000,7100,"Yes"]
[202703125,null,"AMERICAN STANDARD","HRCU-A-CB-O","4TXK2318A10N0**","Mini-Splits","4MXW2318A10N0**",10.7,19800,12400,"Yes"]
[202703127,null,"AMERICAN STANDARD","HRCU-A-CB-O","4TXK2324A10N0**","Mini-Splits","4MXW2324A10N0**",10.199999999999999,23000,14600,"Yes"]
[202704001,null,"AMERICAN STANDARD","HRCU-A-CB-O","4TXK2330A10N0**","Mini-Splits","4MXW2330A10N0**",9,28400,19200]
[202704003,null,"AMERICAN STANDARD","HRCU-A-CB-O","4TXK2336A10N0**","Mini-Splits","4MXW2336A10N0**",9.1999999999999993,34600,20200]
[7151530,null,"AMERICAN STANDARD","HRCU-A-CB-O","4TXK2709A10N0AA","Mini-Splits","4MXW2709A10N0AA",10,9800,5800,"Yes"]
[7151532,null,"AMERICAN STANDARD","HRCU-A-CB-O","4TXK2712A10N0AA","Mini-Splits","4MXW2712A10N0AA",10,13000,8000,"Yes"]
[202491257,null,"AMERICAN STANDARD","HRCU-A-CB-O","4TXK2712A10N0AA","Mini-Splits","4MXW9512A1000AA",10,13000,8000]
[7151534,null,"AMERICAN STANDARD","HRCU-A-CB-O","4TXK2718A10N0AA","Mini-Splits","4MXW2718A10N0AA",10,19000,12100,"Yes"]
[202491259,null,"AMERICAN STANDARD","HRCU-A-CB-O","4TXK2718A10N0AA","Mini-Splits","4MXW9518A1000AA",10,19000,12100]
[7151536,null,"AMERICAN STANDARD","HRCU-A-CB-O","4TXK2724A10N0AA","Mini-Splits","4MXW2724A10N0AA",10,25000,15300]
[204340355,null,"AMERICAN STANDARD","HRCU-A-CB-O","4TXK3809B10NU**","Mini-Splits","4MXW3809B10NU**",15,9000,5600,"Yes"]
[9150124,null,"AMERICAN STANDARD","HRCU-A-CB-O","4TXK3812A10NU**","Mini-Splits","4MXW3812A10NU**",14,12200,8100,"Yes"]
[9150126,null,"AMERICAN STANDARD","HRCU-A-CB-O","4TXK3818A10NU**","Mini-Splits","4MXW3818A10NU**",12,18000,14200,"Yes"]
[9150128,null,"AMERICAN STANDARD","HRCU-A-CB-O","4TXK3824A10NU**","Mini-Splits","4MXW3824A10NU**",12,24000,15500,"Yes"]
[10305074,null,"AMERICAN STANDARD","HRCU-A-CB-O","4TXK8509A10N0**","Mini-Splits","4MXW8509A10N0**",9.1999999999999993,9800,5500]
[7505757,null,"AMERICAN STANDARD","HRCU-A-CB-O","4TXK8512A10N0**","Mini-Splits","4MXW8512A10N0**",9.1999999999999993,13000,7600]
[5537393,null,"AMERICAN STANDARD","HRCU-A-CB-O","4TXK8512A10N0BA","Mini-Splits","4MXW8512A10N0BA",9.1999999999999993,13000,7600]
[7065155,null,"AMERICAN STANDARD","HRCU-A-CB-O","4TXK8512A10N0CA","Mini-Splits","4MXW8512A10N0CA",9.1999999999999993,13000,7600]
[7505759,null,"AMERICAN STANDARD","HRCU-A-CB-O","4TXK8518A10N0**","Mini-Splits","4MXW8518A10N0**",10,19800,12700]
[5537395,null,"AMERICAN STANDARD","HRCU-A-CB-O","4TXK8518A10N0BA","Mini-Splits","4MXW8518A10N0BA",10,19800,12700]
[7065156,null,"AMERICAN STANDARD","HRCU-A-CB-O","4TXK8518A10N0CA","Mini-Splits","4MXW8518A10N0CA",10,19800,12700]
[7505761,null,"AMERICAN STANDARD","HRCU-A-CB-O","4TXK8524A10N0**","Mini-Splits","4MXW8524A10N0**",10,23000,15000]
[5537397,null,"AMERICAN STANDARD","HRCU-A-CB-O","4TXK8524A10N0BA","Mini-Splits","4MXW8524A10N0BA",10,23000,15000]
[7065158,null,"AMERICAN STANDARD","HRCU-A-CB-O","4TXK8524A10N0CA","Mini-Splits","4MXW8524A10N0CA",10,23000,15000]
[7151526,null,"AMERICAN STANDARD","HMSV-A-CB","4TXM2136A1050AA","Non-Ducted Indoor Units","Multiple combinations, check manufacturer compatibility",10.199999999999999,42500,24800]
[7151528,null,"AMERICAN STANDARD","HMSV-A-CB","4TXM2142A1050AA","Non-Ducted Indoor Units","Multiple combinations, check manufacturer compatibility",10.199999999999999,45000,29000]
[9060509,null,"AMERICAN STANDARD","HMSV-A-CB","4TXM2218A12N0**","Non-Ducted Indoor Units","Multiple combinations, check manufacturer compatibility",10,19000,12800]
[9060510,null,"AMERICAN STANDARD","HMSV-A-CB","4TXM2221A13N0**","Non-Ducted Indoor Units","Multiple combinations, check manufacturer compatibility",10.199999999999999,28000,16800]
[9060511,null,"AMERICAN STANDARD","HMSV-A-CB","4TXM2224A14N0**","Non-Ducted Indoor Units","Multiple combinations, check manufacturer compatibility",10.5,31000,18000]
[9060512,null,"AMERICAN STANDARD","HMSV-A-CB","4TXM2230A15N0**","Non-Ducted Indoor Units","Multiple combinations, check manufacturer compatibility",10.5,42000,27000]
[9060513,null,"AMERICAN STANDARD","HMSV-A-CB","4TXM2230A15N0**","Non-Ducted Indoor Units","Multiple combinations, check manufacturer compatibility",10.5,42000,27000]
[9060514,null,"AMERICAN STANDARD","HMSV-A-CB","4TXM2230A15N0**","Non-Ducted Indoor Units","Multiple combinations, check manufacturer compatibility",10.5,42000,27000]
[9060515,null,"AMERICAN STANDARD","HMSV-A-CB","4TXM2236A15N0**","Non-Ducted Indoor Units","Multiple combinations, check manufacturer compatibility",10.5,43000,25000]
[9060516,null,"AMERICAN STANDARD","HMSV-A-CB","4TXM2242A15N0**","Non-Ducted Indoor Units","Multiple combinations, check manufacturer compatibility",10.199999999999999,45000,29000]
[204340535,null,"AMERICAN STANDARD","HRCU-A-CB-O","4TXM2318A12NU**","Non-Ducted Indoor Units","Multiple combinations, check manufacturer compatibility",10.5,21000,17000]
[204340537,null,"AMERICAN STANDARD","HRCU-A-CB-O","4TXM2324A13NU**","Non-Ducted Indoor Units","Multiple combinations, check manufacturer compatibility",10.5,26000,17900]
[7631961,null,"AMERICAN STANDARD","HRCU-A-CB-O","4TXU2018A10N0AA","Mini-Splits","4UXC2018A10N0AA",9,18400,9900]
[7631959,null,"AMERICAN STANDARD","HRCU-A-CB","4TXU2018A10N0AA","Mini-Splits","4UXD2018A10N0AA",9.5,18800,10900]
[205013177,null,"AMERICAN STANDARD","HRCU-A-CB","4TXU2018A10N0AA","Mini-Splits","4UXD2018A10N0AB",9.5,18800,10900]
[7631962,null,"AMERICAN STANDARD","HRCU-A-CB-O","4TXU2018A10N0AA","Mini-Splits","4UXX2018A10N0AA",9.5,19100,10900]
[7631966,null,"AMERICAN STANDARD","HRCU-A-CB-O","4TXU2024A10N0AA","Mini-Splits","4UXC2024A10N0AA",10,27200,15700]
[7631964,null,"AMERICAN STANDARD","HRCU-A-CB","4TXU2024A10N0AA","Mini-Splits","4UXD2024A10N0AA",10,27200,16700]
[205013176,null,"AMERICAN STANDARD","HRCU-A-CB","4TXU2024A10N0AA","Mini-Splits","4UXD2024A10N0AB",10,27200,16700]
[7631968,null,"AMERICAN STANDARD","HRCU-A-CB-O","4TXU2024A10N0AA","Mini-Splits","4UXX2024A10N0AA",10,27200,15700]
[7631972,null,"AMERICAN STANDARD","HRCU-A-CB-O","4TXU2030A10N0AA","Mini-Splits","4UXC2030A10N0AA",9,31200,16700]
[7631970,null,"AMERICAN STANDARD","HRCU-A-CB","4TXU2030A10N0AA","Mini-Splits","4UXD2030A10N0AA",9,31200,16700]
[205013175,null,"AMERICAN STANDARD","HRCU-A-CB","4TXU2030A10N0AA","Mini-Splits","4UXD2030A10N0AB",9,31200,16700]
[7631974,null,"AMERICAN STANDARD","HRCU-A-CB-O","4TXU2030A10N0AA","Mini-Splits","4UXX2030A10N0AA",9,31200,18000]
[7631978,null,"AMERICAN STANDARD","HRCU-A-CB-O","4TXU2036A10N0AA","Mini-Splits","4UXC2036A10N0AA",9,41000,23400]
[7631976,null,"AMERICAN STANDARD","HRCU-A-CB","4TXU2036A10N0AA","Mini-Splits","4UXD2036A10N0AA",9,41000,24600]
[205013174,null,"AMERICAN STANDARD","HRCU-A-CB","4TXU2036A10N0AA","Mini-Splits","4UXD2036A10N0AB",9,41000,24600]
[7631980,null,"AMERICAN STANDARD","HRCU-A-CB-O","4TXU2036A10N0AA","Mini-Splits","4UXX2036A10N0AA",9,41000,23400]
[7631984,null,"AMERICAN STANDARD","HRCU-A-CB-O","4TXU2042A10N0AA","Mini-Splits","4UXC2042A10N0AA",9,44000,24400]
[7631982,null,"AMERICAN STANDARD","HRCU-A-CB","4TXU2042A10N0AA","Mini-Splits","4UXD2042A10N0AA",9,44000,24800]
[205013173,null,"AMERICAN STANDARD","HRCU-A-CB","4TXU2042A10N0AA","Mini-Splits","4UXD2042A10N0AB",9,44000,24800]
[7631986,null,"AMERICAN STANDARD","HRCU-A-CB-O","4TXU2042A10N0AA","Mini-Splits","4UXX2042A10N0AA",9,44000,24800]
[7631990,null,"AMERICAN STANDARD","HRCU-A-CB-O","4TXU2048A10N0AA","Mini-Splits","4UXC2048A10N0AA",9,54500,27600]
[7631988,null,"AMERICAN STANDARD","HRCU-A-CB","4TXU2048A10N0AA","Mini-Splits","4UXD2048A10N0AA",9,54500,30600]
[205013172,null,"AMERICAN STANDARD","HRCU-A-CB","4TXU2048A10N0AA","Mini-Splits","4UXD2048A10N0AB",9,54500,30600]
[7631992,null,"AMERICAN STANDARD","HRCU-A-CB-O","4TXU2048A10N0AA","Mini-Splits","4UXX2048A10N0AA",9,54500,28600]
[204813289,null,"American Standard / Mitsubishi Electric","HRCU-A-CB","ASUZA0121KA70B*","Mini-Splits","APEADA0121AA70A",10.199999999999999,14000,8700]
[204795638,null,"American Standard / Mitsubishi Electric","HRCU-A-CB-O","ASUZA0121KA70B*","Mini-Splits","APKA0A0121HA70A",10.199999999999999,14000,9200]
[204813293,null,"American Standard / Mitsubishi Electric","HRCU-A-CB-O","ASUZA0121KA70B*","Mini-Splits","APLA0A0121EA70A",12.8,14000,10100]
[204813308,null,"American Standard / Mitsubishi Electric","HRCU-A-CB","ASUZA0121KA70B*","Mini-Splits","APVA0A0121AA70A",10.3,14000,9900]
[204813291,null,"American Standard / Mitsubishi Electric","HRCU-A-CB","ASUZA0121KA70N*","Mini-Splits","APEADA0121AA70A",10.199999999999999,14000,8700]
[204795639,null,"American Standard / Mitsubishi Electric","HRCU-A-CB-O","ASUZA0121KA70N*","Mini-Splits","APKA0A0121HA70A",10.199999999999999,14000,9200]
[204813295,null,"American Standard / Mitsubishi Electric","HRCU-A-CB-O","ASUZA0121KA70N*","Mini-Splits","APLA0A0121EA70A",12.8,14000,10100]
[204813310,null,"American Standard / Mitsubishi Electric","HRCU-A-CB","ASUZA0121KA70N*","Mini-Splits","APVA0A0121AA70A",10.3,14000,9900]
[204795628,null,"American Standard / Mitsubishi Electric","HRCU-A-CB","ASUZA0181KA70B*","Mini-Splits","APEADA0181AA70A",10.199999999999999,19000,11000]
[204795640,null,"American Standard / Mitsubishi Electric","HRCU-A-CB-O","ASUZA0181KA70B*","Mini-Splits","APKA0A0181HA70A",10.199999999999999,19000,11300]
[204813297,null,"American Standard / Mitsubishi Electric","HRCU-A-CB-O","ASUZA0181KA70B*","Mini-Splits","APLA0A0181EA70A",11,19000,11000]
[204795652,null,"American Standard / Mitsubishi Electric","HRCU-A-CB","ASUZA0181KA70B*","Mini-Splits","APVA0A0181AA70A",10.4,19000,12000]
[204795629,null,"American Standard / Mitsubishi Electric","HRCU-A-CB","ASUZA0181KA70N*","Mini-Splits","APEADA0181AA70A",10.199999999999999,19000,11000]
[204795641,null,"American Standard / Mitsubishi Electric","HRCU-A-CB-O","ASUZA0181KA70N*","Mini-Splits","APKA0A0181HA70A",10.199999999999999,19000,11300]
[204813299,null,"American Standard / Mitsubishi Electric","HRCU-A-CB-O","ASUZA0181KA70N*","Mini-Splits","APLA0A0181EA70A",11,19000,11000]
[204795653,null,"American Standard / Mitsubishi Electric","HRCU-A-CB","ASUZA0181KA70N*","Mini-Splits","APVA0A0181AA70A",10.4,19000,12000]
[204795620,null,"American Standard / Mitsubishi Electric","HRCU-A-CB-O","ASUZA0241HA70B*","Mini-Splits","APCA0A0241KA70A",10.8,26000,15400]
[204795630,null,"American Standard / Mitsubishi Electric","HRCU-A-CB","ASUZA0241HA70B*","Mini-Splits","APEADA0241AA70A",10.8,26000,14800]
[204795642,null,"American Standard / Mitsubishi Electric","HRCU-A-CB-O","ASUZA0241HA70B*","Mini-Splits","APKA0A0241KA70A",11,26000,15700]
[204813300,null,"American Standard / Mitsubishi Electric","HRCU-A-CB-O","ASUZA0241HA70B*","Mini-Splits","APLA0A0241EA70A",11.2,26000,14900]
[204795654,null,"American Standard / Mitsubishi Electric","HRCU-A-CB","ASUZA0241HA70B*","Mini-Splits","APVA0A0241AA70A",9.3000000000000007,26000,15000]
[204795621,null,"American Standard / Mitsubishi Electric","HRCU-A-CB-O","ASUZA0241HA70N*","Mini-Splits","APCA0A0241KA70A",10.8,26000,15400]
[204795631,null,"American Standard / Mitsubishi Electric","HRCU-A-CB","ASUZA0241HA70N*","Mini-Splits","APEADA0241AA70A",10.8,26000,14800]
[204795643,null,"American Standard / Mitsubishi Electric","HRCU-A-CB-O","ASUZA0241HA70N*","Mini-Splits","APKA0A0241KA70A",11,26000,15700]
[204813302,null,"American Standard / Mitsubishi Electric","HRCU-A-CB-O","ASUZA0241HA70N*","Mini-Splits","APLA0A0241EA70A",11.2,26000,14900]
[204795655,null,"American Standard / Mitsubishi Electric","HRCU-A-CB","ASUZA0241HA70N*","Mini-Splits","APVA0A0241AA70A",9.3000000000000007,26000,15000]
[204795622,null,"American Standard / Mitsubishi Electric","HRCU-A-CB-O","ASUZA0301HA70B*","Mini-Splits","APCA0A0301KA70A",10,32000,18800]
[204795632,null,"American Standard / Mitsubishi Electric","HRCU-A-CB","ASUZA0301HA70B*","Mini-Splits","APEADA0301AA70A",10.8,32000,18500]
[204795644,null,"American Standard / Mitsubishi Electric","HRCU-A-CB-O","ASUZA0301HA70B*","Mini-Splits","APKA0A0301KA70A",9.9,32000,18300]
[204795648,null,"American Standard / Mitsubishi Electric","HRCU-A-CB-O","ASUZA0301HA70B*","Mini-Splits","APLA0A0301EA70A",11.6,32000,18100]
[204795656,null,"American Standard / Mitsubishi Electric","HRCU-A-CB","ASUZA0301HA70B*","Mini-Splits","APVA0A0301AA70A",10,32000,18000]
[204795623,null,"American Standard / Mitsubishi Electric","HRCU-A-CB-O","ASUZA0301HA70N*","Mini-Splits","APCA0A0301KA70A",10,32000,18800]
[204795633,null,"American Standard / Mitsubishi Electric","HRCU-A-CB","ASUZA0301HA70N*","Mini-Splits","APEADA0301AA70A",10.8,32000,18500]
[204795645,null,"American Standard / Mitsubishi Electric","HRCU-A-CB-O","ASUZA0301HA70N*","Mini-Splits","APKA0A0301KA70A",9.9,32000,18300]
[204795649,null,"American Standard / Mitsubishi Electric","HRCU-A-CB-O","ASUZA0301HA70N*","Mini-Splits","APLA0A0301EA70A",11.6,32000,18100]
[204795657,null,"American Standard / Mitsubishi Electric","HRCU-A-CB","ASUZA0301HA70N*","Mini-Splits","APVA0A0301AA70A",10,32000,18000]
[204795624,null,"American Standard / Mitsubishi Electric","HRCU-A-CB-O","ASUZA0361KA70B*","Mini-Splits","APCA0A0361KA70A",10.199999999999999,38000,21000]
[204795634,null,"American Standard / Mitsubishi Electric","HRCU-A-CB","ASUZA0361KA70B*","Mini-Splits","APEADA0361AA70A",9.9,38000,20800]
[204795646,null,"American Standard / Mitsubishi Electric","HRCU-A-CB-O","ASUZA0361KA70B*","Mini-Splits","APKA0A0361KA70A",9.1999999999999993,38000,22400]
[204813304,null,"American Standard / Mitsubishi Electric","HRCU-A-CB-O","ASUZA0361KA70B*","Mini-Splits","APLA0A0361EA70A",10.4,38000,22000]
[204795658,null,"American Standard / Mitsubishi Electric","HRCU-A-CB","ASUZA0361KA70B*","Mini-Splits","APVA0A0361AA70A",9.5,38000,24000]
[204795625,null,"American Standard / Mitsubishi Electric","HRCU-A-CB-O","ASUZA0361KA70N*","Mini-Splits","APCA0A0361KA70A",10.199999999999999,38000,21000]
[204795635,null,"American Standard / Mitsubishi Electric","HRCU-A-CB","ASUZA0361KA70N*","Mini-Splits","APEADA0361AA70A",9.9,38000,20800]
[204795647,null,"American Standard / Mitsubishi Electric","HRCU-A-CB-O","ASUZA0361KA70N*","Mini-Splits","APKA0A0361KA70A",9.1999999999999993,38000,22400]
[204813306,null,"American Standard / Mitsubishi Electric","HRCU-A-CB-O","ASUZA0361KA70N*","Mini-Splits","APLA0A0361EA70A",10.4,38000,22000]
[204795659,null,"American Standard / Mitsubishi Electric","HRCU-A-CB","ASUZA0361KA70N*","Mini-Splits","APVA0A0361AA70A",9.5,38000,24000]
[204795626,null,"American Standard / Mitsubishi Electric","HRCU-A-CB-O","ASUZA0421KA70B*","Mini-Splits","APCA0A0421KA70A",10.199999999999999,45000,31800]
[204795636,null,"American Standard / Mitsubishi Electric","HRCU-A-CB","ASUZA0421KA70B*","Mini-Splits","APEADA0421AA70A",10,45000,30600]
[204795650,null,"American Standard / Mitsubishi Electric","HRCU-A-CB-O","ASUZA0421KA70B*","Mini-Splits","APLA0A0421EA70A",9.3000000000000007,45000,28000]
[204795660,null,"American Standard / Mitsubishi Electric","HRCU-A-CB","ASUZA0421KA70B*","Mini-Splits","APVA0A0421AA70A",9.3000000000000007,46000,28400]
[204795627,null,"American Standard / Mitsubishi Electric","HRCU-A-CB-O","ASUZA0421KA70N*","Mini-Splits","APCA0A0421KA70A",10.199999999999999,45000,31800]
[204795637,null,"American Standard / Mitsubishi Electric","HRCU-A-CB","ASUZA0421KA70N*","Mini-Splits","APEADA0421AA70A",10,45000,30600]
[204795651,null,"American Standard / Mitsubishi Electric","HRCU-A-CB-O","ASUZA0421KA70N*","Mini-Splits","APLA0A0421EA70A",9.3000000000000007,45000,28000]
[204795661,null,"American Standard / Mitsubishi Electric","HRCU-A-CB","ASUZA0421KA70N*","Mini-Splits","APVA0A0421AA70A",9.3000000000000007,46000,28400]
[204874427,null,"American Standard / Mitsubishi Electric","HRCU-A-CB-O","ASUZH0241HA00NA","Mini-Splits","APCA0A0241KA70A",10.8,28000,17700]
[204276764,null,"American Standard / Mitsubishi Electric","HRCU-A-CB-O","ASUZH0241HA00NA","Mini-Splits","APKA0A0241KA70A",11.2,28000,17200]
[204276539,null,"American Standard / Mitsubishi Electric","HRCU-A-CB-O","ASUZH0241HA00NA","Mini-Splits","APLA0A0241EA70A",12,28000,17300]
[204281761,null,"American Standard / Mitsubishi Electric","HRCU-A-CB","ASUZH0241HA00NA","Mini-Splits","APVA0A0241AA70A",11,28000,17500]
[204276768,null,"American Standard / Mitsubishi Electric","HRCU-A-CB","ASUZH0241HA00NA","Mini-Splits","Multiple combinations, check manufacturer compatibility",11,28000,18000]
[204874286,null,"American Standard / Mitsubishi Electric","HRCU-A-CB-O","ASUZH0301HA50NA","Mini-Splits","APCA0A0301KA70A",9.3000000000000007,32000,19000]
[204874289,null,"American Standard / Mitsubishi Electric","HRCU-A-CB-O","ASUZH0301HA50NA","Mini-Splits","APEADA0301AA70A",9.5,32000,19000]
[204444394,null,"American Standard / Mitsubishi Electric","HRCU-A-CB-O","ASUZH0301HA50NA","Mini-Splits","APKA0A0301KA70A",9.5,32000,19000]
[204444393,null,"American Standard / Mitsubishi Electric","HRCU-A-CB-O","ASUZH0301HA50NA","Mini-Splits","APLA0A0301EA70A",9.6,32000,19000]
[204874293,null,"American Standard / Mitsubishi Electric","HRCU-A-CB","ASUZH0301HA50NA","Mini-Splits","APVA0A0301AA70A",9.6999999999999993,32000,22600]
[204444395,null,"American Standard / Mitsubishi Electric","HRCU-A-CB-O","ASUZH0361HA50NA","Mini-Splits","APCA0A0361KA70A",10.3,38000,27000]
[204444398,null,"American Standard / Mitsubishi Electric","HRCU-A-CB","ASUZH0361HA50NA","Mini-Splits","APEADA0361AA70A",10.4,38000,27000]
[204874290,null,"American Standard / Mitsubishi Electric","HRCU-A-CB-O","ASUZH0361HA50NA","Mini-Splits","APKA0A0361KA70A",10,38000,25000]
[204874291,null,"American Standard / Mitsubishi Electric","HRCU-A-CB-O","ASUZH0361HA50NA","Mini-Splits","APLA0A0361EA70A",10.199999999999999,38000,28000]
[204874294,null,"American Standard / Mitsubishi Electric","HRCU-A-CB-O","ASUZH0361HA50NA","Mini-Splits","APVA0A0361AA70A",11,38000,29000]
[204874288,null,"American Standard / Mitsubishi Electric","HRCU-A-CB-O","ASUZH0421KA00NA","Mini-Splits","APCA0A0421KA70A",10.4,48000,44000]
[204444399,null,"American Standard / Mitsubishi Electric","HRCU-A-CB","ASUZH0421KA00NA","Mini-Splits","APEADA0421AA70A",10.8,48000,43000]
[204874292,null,"American Standard / Mitsubishi Electric","HRCU-A-CB-O","ASUZH0421KA00NA","Mini-Splits","APLA0A0421EA70A",10.1,48000,44000]
[204444986,null,"American Standard / Mitsubishi Electric","HRCU-A-CB","ASUZH0421KA00NA","Mini-Splits","APVA0A0421AA70A",11,48000,42000]
[202373702,null,"American Standard / Mitsubishi Electric","HMSV-A-CB-O","NAXMMX20A122A*","Non-Ducted Indoor Units","Multiple combinations, check manufacturer compatibility",10,22000,13500,"Yes"]
[202392005,null,"American Standard / Mitsubishi Electric","HMSV-A-CB","NAXMMX20A122A*","Mixed Ducted and Non-Ducted Indoor Units","Multiple combinations, check manufacturer compatibility",9.65,22000,13000,"Yes"]
[202373669,null,"American Standard / Mitsubishi Electric","HMSV-A-CB","NAXMMX20A122A*","Ducted Indoor Units","Multiple combinations, check manufacturer compatibility",9.3000000000000007,22000,12500,"Yes"]
[202354886,null,"American Standard / Mitsubishi Electric","HMSV-A-CB","NAXMMX24A132A*","Ducted Indoor Units","Multiple combinations, check manufacturer compatibility",9.1999999999999993,24600,14000,"Yes"]
[202354887,null,"American Standard / Mitsubishi Electric","HMSV-A-CB-O","NAXMMX24A132A*","Non-Ducted Indoor Units","Multiple combinations, check manufacturer compatibility",9.8000000000000007,25000,14000]
[202366323,null,"American Standard / Mitsubishi Electric","HMSV-A-CB","NAXMMX24A132A*","Mixed Ducted and Non-Ducted Indoor Units","Multiple combinations, check manufacturer compatibility",9.5,24800,14000,"Yes"]
[202354888,null,"American Standard / Mitsubishi Electric","HMSV-A-CB","NAXMMX30A132A*","Ducted Indoor Units","Multiple combinations, check manufacturer compatibility",9.6,27600,15100,"Yes"]
[202354889,null,"American Standard / Mitsubishi Electric","HMSV-A-CB-O","NAXMMX30A132A*","Non-Ducted Indoor Units","Multiple combinations, check manufacturer compatibility",10.6,28600,16000,"Yes"]
[202366324,null,"American Standard / Mitsubishi Electric","HMSV-A-CB","NAXMMX30A132A*","Mixed Ducted and Non-Ducted Indoor Units","Multiple combinations, check manufacturer compatibility",10.1,28000,15550,"Yes"]
[202354890,null,"American Standard / Mitsubishi Electric","HMSV-A-CB","NAXMMX36A142A*","Ducted Indoor Units","Multiple combinations, check manufacturer compatibility",9.8000000000000007,34400,20200,"Yes"]
[202354891,null,"American Standard / Mitsubishi Electric","HMSV-A-CB-O","NAXMMX36A142A*","Non-Ducted Indoor Units","Multiple combinations, check manufacturer compatibility",11,36000,22200,"Yes"]
[202366325,null,"American Standard / Mitsubishi Electric","HMSV-A-CB","NAXMMX36A142A*","Mixed Ducted and Non-Ducted Indoor Units","Multiple combinations, check manufacturer compatibility",10.4,35200,21200,"Yes"]
[202373704,null,"American Standard / Mitsubishi Electric","HMSV-A-CB-O","NAXMMX42A152A*","Non-Ducted Indoor Units","Multiple combinations, check manufacturer compatibility",10.3,45000,24400]
[202392009,null,"American Standard / Mitsubishi Electric","HMSV-A-CB","NAXMMX42A152A*","Mixed Ducted and Non-Ducted Indoor Units","Multiple combinations, check manufacturer compatibility",9.6999999999999993,43000,23700]
[202373671,null,"American Standard / Mitsubishi Electric","HMSV-A-CB","NAXMMX42A152A*","Ducted Indoor Units","Multiple combinations, check manufacturer compatibility",9.1,41000,23000]
[202373706,null,"American Standard / Mitsubishi Electric","HMSV-A-CB-O","NAXMMX48A182A*","Non-Ducted Indoor Units","Multiple combinations, check manufacturer compatibility",11.4,54000,33000,"Yes"]
[202392013,null,"American Standard / Mitsubishi Electric","HMSV-A-CB","NAXMMX48A182A*","Mixed Ducted and Non-Ducted Indoor Units","Multiple combinations, check manufacturer compatibility",10.75,54000,34000,"Yes"]
[202373673,null,"American Standard / Mitsubishi Electric","HMSV-A-CB","NAXMMX48A182A*","Ducted Indoor Units","Multiple combinations, check manufacturer compatibility",10.1,54000,35000]
[204926520,null,"American Standard / Mitsubishi Electric","HMSV-A-CB","NAXMMX48A182B*","Mixed Ducted and Non-Ducted Indoor Units","Multiple combinations, check manufacturer compatibility",10.8,54000,33000]
[204834258,null,"American Standard / Mitsubishi Electric","HMSV-A-CB-O","NAXMMX48A182B*","Non-Ducted Indoor Units","Multiple combinations, check manufacturer compatibility",11.5,54000,33000]
[204834259,null,"American Standard / Mitsubishi Electric","HMSV-A-CB","NAXMMX48A182B*","Ducted Indoor Units","Multiple combinations, check manufacturer compatibility",10.1,54000,33000]
[202373708,null,"American Standard / Mitsubishi Electric","HMSV-A-CB-O","NAXMMX60A182A*","Non-Ducted Indoor Units","Multiple combinations, check manufacturer compatibility",10.5,65000,41500,"Yes"]
[202392017,null,"American Standard / Mitsubishi Electric","HMSV-A-CB","NAXMMX60A182A*","Mixed Ducted and Non-Ducted Indoor Units","Multiple combinations, check manufacturer compatibility",10.25,65000,41000]
[202373675,null,"American Standard / Mitsubishi Electric","HMSV-A-CB","NAXMMX60A182A*","Ducted Indoor Units","Multiple combinations, check manufacturer compatibility",10,65000,40500]
[204926521,null,"American Standard / Mitsubishi Electric","HMSV-A-CB","NAXMMX60A182B*","Mixed Ducted and Non-Ducted Indoor Units","Multiple combinations, check manufacturer compatibility",10.7,66000,41000]
[204834291,null,"American Standard / Mitsubishi Electric","HMSV-A-CB-O","NAXMMX60A182B*","Non-Ducted Indoor Units","Multiple combinations, check manufacturer compatibility",10.7,66000,41500]
[204834263,null,"American Standard / Mitsubishi Electric","HMSV-A-CB","NAXMMX60A182B*","Ducted Indoor Units","Multiple combinations, check manufacturer compatibility",10.7,66000,40500]
[202373703,null,"American Standard / Mitsubishi Electric","HMSV-A-CB-O","NAXMPH20A122A*","Non-Ducted Indoor Units","Multiple combinations, check manufacturer compatibility",9.8000000000000007,22000,13700]
[202392007,null,"American Standard / Mitsubishi Electric","HMSV-A-CB","NAXMPH20A122A*","Mixed Ducted and Non-Ducted Indoor Units","Multiple combinations, check manufacturer compatibility",9.65,22000,13700,"Yes"]
[202373670,null,"American Standard / Mitsubishi Electric","HMSV-A-CB","NAXMPH20A122A*","Ducted Indoor Units","Multiple combinations, check manufacturer compatibility",9.5,22000,13700,"Yes"]
[202732311,null,"American Standard / Mitsubishi Electric","HMSV-A-CB","NAXMPH20A122AA","Specific","NAXWPH09A112AANAXWPH09A112AA",10.1,22000,13000]
[202354892,null,"American Standard / Mitsubishi Electric","HMSV-A-CB","NAXMPH24A132A*","Ducted Indoor Units","Multiple combinations, check manufacturer compatibility",9,24600,14000,"Yes"]
[202354893,null,"American Standard / Mitsubishi Electric","HMSV-A-CB-O","NAXMPH24A132A*","Non-Ducted Indoor Units","Multiple combinations, check manufacturer compatibility",10,25000,14000,"Yes"]
[202366326,null,"American Standard / Mitsubishi Electric","HMSV-A-CB","NAXMPH24A132A*","Mixed Ducted and Non-Ducted Indoor Units","Multiple combinations, check manufacturer compatibility",9.5,24800,14000,"Yes"]
[202354894,null,"American Standard / Mitsubishi Electric","HMSV-A-CB","NAXMPH30A132A*","Ducted Indoor Units","Multiple combinations, check manufacturer compatibility",9.8000000000000007,27600,16500]
[202354895,null,"American Standard / Mitsubishi Electric","HMSV-A-CB-O","NAXMPH30A132A*","Non-Ducted Indoor Units","Multiple combinations, check manufacturer compatibility",11,28600,18000,"Yes"]
[202366327,null,"American Standard / Mitsubishi Electric","HMSV-A-CB","NAXMPH30A132A*","Mixed Ducted and Non-Ducted Indoor Units","Multiple combinations, check manufacturer compatibility",10.4,28000,17250]
[202354896,null,"American Standard / Mitsubishi Electric","HMSV-A-CB","NAXMPH36A142A*","Ducted Indoor Units","Multiple combinations, check manufacturer compatibility",10.1,45000,36000,"Yes"]
[202354897,null,"American Standard / Mitsubishi Electric","HMSV-A-CB-O","NAXMPH36A142A*","Non-Ducted Indoor Units","Multiple combinations, check manufacturer compatibility",11.3,45000,34000,"Yes"]
[202366328,null,"American Standard / Mitsubishi Electric","HMSV-A-CB","NAXMPH36A142A*","Mixed Ducted and Non-Ducted Indoor Units","Multiple combinations, check manufacturer compatibility",10.7,45000,35000,"Yes"]
[204926523,null,"American Standard / Mitsubishi Electric","HMSV-A-CB","NAXMPH36A142B*","Mixed Ducted and Non-Ducted Indoor Units","Multiple combinations, check manufacturer compatibility",11.15,45000,32000]
[204834288,null,"American Standard / Mitsubishi Electric","HMSV-A-CB-O","NAXMPH36A142B*","Non-Ducted Indoor Units","Multiple combinations, check manufacturer compatibility",11.3,45000,30000]
[204834289,null,"American Standard / Mitsubishi Electric","HMSV-A-CB","NAXMPH36A142B*","Ducted Indoor Units","Multiple combinations, check manufacturer compatibility",11,45000,34000]
[202373705,null,"American Standard / Mitsubishi Electric","HMSV-A-CB-O","NAXMPH42A152A*","Non-Ducted Indoor Units","Multiple combinations, check manufacturer compatibility",11,48000,35800,"Yes"]
[202392011,null,"American Standard / Mitsubishi Electric","HMSV-A-CB","NAXMPH42A152A*","Mixed Ducted and Non-Ducted Indoor Units","Multiple combinations, check manufacturer compatibility",10.55,48000,36200,"Yes"]
[202373672,null,"American Standard / Mitsubishi Electric","HMSV-A-CB","NAXMPH42A152A*","Ducted Indoor Units","Multiple combinations, check manufacturer compatibility",10.1,48000,36600,"Yes"]
[204926524,null,"American Standard / Mitsubishi Electric","HMSV-A-CB","NAXMPH42A152B*","Mixed Ducted and Non-Ducted Indoor Units","Multiple combinations, check manufacturer compatibility",10.8,48000,34000]
[204834290,null,"American Standard / Mitsubishi Electric","HMSV-A-CB-O","NAXMPH42A152B*","Non-Ducted Indoor Units","Multiple combinations, check manufacturer compatibility",11,48000,32000]
[204834260,null,"American Standard / Mitsubishi Electric","HMSV-A-CB","NAXMPH42A152B*","Ducted Indoor Units","Multiple combinations, check manufacturer compatibility",10.6,48000,36000]
[202373707,null,"American Standard / Mitsubishi Electric","HMSV-A-CB-O","NAXMPH48A182A*","Non-Ducted Indoor Units","Multiple combinations, check manufacturer compatibility",11,54000,40000,"Yes"]
[202392015,null,"American Standard / Mitsubishi Electric","HMSV-A-CB","NAXMPH48A182A*","Mixed Ducted and Non-Ducted Indoor Units","Multiple combinations, check manufacturer compatibility",10.5,54000,41500,"Yes"]
[202373674,null,"American Standard / Mitsubishi Electric","HMSV-A-CB","NAXMPH48A182A*","Ducted Indoor Units","Multiple combinations, check manufacturer compatibility",10,54000,43000]
[204926526,null,"American Standard / Mitsubishi Electric","HMSV-A-CB","NAXMPH48A182B*","Mixed Ducted and Non-Ducted Indoor Units","Multiple combinations, check manufacturer compatibility",10.8,54000,38000]
[204834261,null,"American Standard / Mitsubishi Electric","HMSV-A-CB-O","NAXMPH48A182B*","Non-Ducted Indoor Units","Multiple combinations, check manufacturer compatibility",11.5,54000,38000]
[204834262,null,"American Standard / Mitsubishi Electric","HMSV-A-CB","NAXMPH48A182B*","Ducted Indoor Units","Multiple combinations, check manufacturer compatibility",10.1,54000,38000]
[204793323,null,"American Standard / Mitsubishi Electric","HRCU-A-CB","NAXSKH09A112AA","Mini-Splits","APEADA0091AA70A",10.8,12000,6800]
[204793322,null,"American Standard / Mitsubishi Electric","HRCU-A-CB-O","NAXSKH09A112AA","Mini-Splits","NAXCKS09A112AA",10,11000,6300]
[204793321,null,"American Standard / Mitsubishi Electric","HRCU-A-CB","NAXSKH09A112AA","Mini-Splits","NAXDKS09A112AA",9.8000000000000007,12500,8700]
[204793324,null,"American Standard / Mitsubishi Electric","HRCU-A-CB-O","NAXSKH09A112AA","Mini-Splits","NAXUKS09A112AA",11,12000,6600]
[204793327,null,"American Standard / Mitsubishi Electric","HRCU-A-CB","NAXSKH12A112AA","Mini-Splits","APEADA0121AA70A",11,15000,9000]
[204793328,null,"American Standard / Mitsubishi Electric","HRCU-A-CB","NAXSKH12A112AA","Mini-Splits","NAXAMT12A112AA",10.199999999999999,15000,8900]
[204793326,null,"American Standard / Mitsubishi Electric","HRCU-A-CB-O","NAXSKH12A112AA","Mini-Splits","NAXCKS12A112AA",10,13800,8300]
[204793325,null,"American Standard / Mitsubishi Electric","HRCU-A-CB","NAXSKH12A112AA","Mini-Splits","NAXDKS12A112AA",10.199999999999999,15000,9000]
[204793329,null,"American Standard / Mitsubishi Electric","HRCU-A-CB-O","NAXSKH12A112AA","Mini-Splits","NAXUKS12A112AA",10.199999999999999,15000,9100]
[204793332,null,"American Standard / Mitsubishi Electric","HRCU-A-CB","NAXSKH15A112AA","Mini-Splits","APEADA0151AA70A",9.9,18000,11700]
[204793331,null,"American Standard / Mitsubishi Electric","HRCU-A-CB-O","NAXSKH15A112AA","Mini-Splits","NAXCKS15A112AA",9,16400,9700]
[204793330,null,"American Standard / Mitsubishi Electric","HRCU-A-CB","NAXSKH15A112AA","Mini-Splits","NAXDKS15A112AA",9.5,18000,12200]
[204793335,null,"American Standard / Mitsubishi Electric","HRCU-A-CB","NAXSKH18A112AA","Mini-Splits","APEADA0181AA70A",10.8,21600,14200]
[204793336,null,"American Standard / Mitsubishi Electric","HRCU-A-CB","NAXSKH18A112AA","Mini-Splits","NAXAMT18A112AA",10.4,21600,14300]
[204793334,null,"American Standard / Mitsubishi Electric","HRCU-A-CB-O","NAXSKH18A112AA","Mini-Splits","NAXCKS18A112AA",9.4,18800,12100]
[204793333,null,"American Standard / Mitsubishi Electric","HRCU-A-CB","NAXSKH18A112AA","Mini-Splits","NAXDKS18A112AA",10.9,21600,14200]
[204793337,null,"American Standard / Mitsubishi Electric","HRCU-A-CB-O","NAXSKH18A112AA","Mini-Splits","NAXUKS18A112AA",10,18600,11800]
[204629545,null,"American Standard / Mitsubishi Electric","HRCU-A-CB","NAXSKS09A112A*","Mini-Splits","PEAD-A09AA7",12.6,12000,7600]
[202392214,null,"American Standard / Mitsubishi Electric","HRCU-A-CB-O","NAXSKS09A112AA","Mini-Splits","NAXCKS09A112AA",12.2,11000,6900,"Yes"]
[202392208,null,"American Standard / Mitsubishi Electric","HRCU-A-CB","NAXSKS09A112AA","Mini-Splits","NAXDKS09A112AA",11,12000,7600,"Yes"]
[202392210,null,"American Standard / Mitsubishi Electric","HRCU-A-CB-O","NAXSKS09A112AA","Mini-Splits","NAXUKS09A112AA",13.3,12000,7700,"Yes"]
[202392212,null,"American Standard / Mitsubishi Electric","HRCU-A-CB","NAXSKS09A112AA","Mini-Splits","PEAD-A09AA",12.6,12000,7600,"Yes"]
[204629546,null,"American Standard / Mitsubishi Electric","HRCU-A-CB","NAXSKS12A112A*","Mini-Splits","PEAD-A12AA7",13,15000,9900]
[202392224,null,"American Standard / Mitsubishi Electric","HRCU-A-CB","NAXSKS12A112AA","Mini-Splits","NAXAMT12A112AA",12.1,15000,9900,"Yes"]
[202392222,null,"American Standard / Mitsubishi Electric","HRCU-A-CB-O","NAXSKS12A112AA","Mini-Splits","NAXCKS12A112AA",11.4,13000,8900,"Yes"]
[202392218,null,"American Standard / Mitsubishi Electric","HRCU-A-CB","NAXSKS12A112AA","Mini-Splits","NAXDKS12A112AA",12.4,15000,10000,"Yes"]
[202392220,null,"American Standard / Mitsubishi Electric","HRCU-A-CB-O","NAXSKS12A112AA","Mini-Splits","NAXUKS12A112AA",12.1,15400,9900,"Yes"]
[202392216,null,"American Standard / Mitsubishi Electric","HRCU-A-CB","NAXSKS12A112AA","Mini-Splits","PEAD-A12AA",13,15000,9900,"Yes"]
[204629547,null,"American Standard / Mitsubishi Electric","HRCU-A-CB","NAXSKS15A112A*","Mini-Splits","PEAD-A15AA7",11.6,18000,11300]
[202392230,null,"American Standard / Mitsubishi Electric","HRCU-A-CB-O","NAXSKS15A112AA","Mini-Splits","NAXCKS15A112AA",11.2,18000,11900,"Yes"]
[202392226,null,"American Standard / Mitsubishi Electric","HRCU-A-CB","NAXSKS15A112AA","Mini-Splits","NAXDKS15A112AA",11.4,18000,11700,"Yes"]
[202392228,null,"American Standard / Mitsubishi Electric","HRCU-A-CB","NAXSKS15A112AA","Mini-Splits","PEAD-A15AA",11.6,18000,11300,"Yes"]
[204629548,null,"American Standard / Mitsubishi Electric","HRCU-A-CB","NAXSKS18A112A*","Mini-Splits","PEAD-A18AA7",12.9,21600,14000]
[202392240,null,"American Standard / Mitsubishi Electric","HRCU-A-CB","NAXSKS18A112AA","Mini-Splits","NAXAMT18A112AA",12.6,21600,14000,"Yes"]
[202392238,null,"American Standard / Mitsubishi Electric","HRCU-A-CB-O","NAXSKS18A112AA","Mini-Splits","NAXCKS18A112AA",11.6,19700,12900,"Yes"]
[202392232,null,"American Standard / Mitsubishi Electric","HRCU-A-CB","NAXSKS18A112AA","Mini-Splits","NAXDKS18A112AA",13.1,21600,13900,"Yes"]
[202392234,null,"American Standard / Mitsubishi Electric","HRCU-A-CB-O","NAXSKS18A112AA","Mini-Splits","NAXUKS18A112AA",12.4,20000,13100,"Yes"]
[202392236,null,"American Standard / Mitsubishi Electric","HRCU-A-CB","NAXSKS18A112AA","Mini-Splits","PEAD-A18AA",12.9,21600,14000]
[204629549,null,"American Standard / Mitsubishi Electric","HRCU-A-CB","NAXSKS24A112A*","Mini-Splits","PEAD-A24AA7",11.2,25000,15000]
[202392244,null,"American Standard / Mitsubishi Electric","HRCU-A-CB","NAXSKS24A112AA","Mini-Splits","NAXAMT24A112AA",10.4,25000,14600]
[202392242,null,"American Standard / Mitsubishi Electric","HRCU-A-CB","NAXSKS24A112AA","Mini-Splits","PEAD-A24AA",11.2,25000,15000]
[204629550,null,"American Standard / Mitsubishi Electric","HRCU-A-CB","NAXSKS30A112A*","Mini-Splits","PEAD-A30AA7",12.6,30000,22400]
[202392248,null,"American Standard / Mitsubishi Electric","HRCU-A-CB","NAXSKS30A112AA","Mini-Splits","NAXAMT30A112AA",13.6,30000,21400]
[202392246,null,"American Standard / Mitsubishi Electric","HRCU-A-CB","NAXSKS30A112AA","Mini-Splits","PEAD-A30AA",12.6,30000,22400]
[204629551,null,"American Standard / Mitsubishi Electric","HRCU-A-CB","NAXSKS36A112A*","Mini-Splits","PEAD-A36AA7",11.6,33400,23000]
[202392252,null,"American Standard / Mitsubishi Electric","HRCU-A-CB","NAXSKS36A112AA","Mini-Splits","NAXAMT36A112AA",11.7,33400,23200]
[202392250,null,"American Standard / Mitsubishi Electric","HRCU-A-CB","NAXSKS36A112AA","Mini-Splits","PEAD-A36AA",11.6,33400,23000]
[202397893,null,"American Standard / Mitsubishi Electric","HRCU-A-CB-O","NAXSMT09A111AA","Mini-Splits","NAXWMT09A111AA",9,10900,6700]
[202373697,null,"American Standard / Mitsubishi Electric","HRCU-A-CB-O","NAXSMT09A112A*","Mini-Splits","NAXWMT09A112A*",10,10900,6700,"Yes"]
[202397894,null,"American Standard / Mitsubishi Electric","HRCU-A-CB-O","NAXSMT12A111AA","Mini-Splits","NAXWMT12A111AA",9,12200,7600]
[202373698,null,"American Standard / Mitsubishi Electric","HRCU-A-CB-O","NAXSMT12A112A*","Mini-Splits","NAXWMT12A112A*",10,12200,7600,"Yes"]
[202373699,null,"American Standard / Mitsubishi Electric","HRCU-A-CB-O","NAXSMT15A112A*","Mini-Splits","NAXWMT15A112A*",10,18000,11500,"Yes"]
[202373700,null,"American Standard / Mitsubishi Electric","HRCU-A-CB-O","NAXSMT18A112A*","Mini-Splits","NAXWMT18A112A*",10,18000,11500,"Yes"]
[202373701,null,"American Standard / Mitsubishi Electric","HRCU-A-CB-O","NAXSMT24A112A*","Mini-Splits","NAXWMT24A112A*",10,26000,18500,"Yes"]
[202373683,null,"American Standard / Mitsubishi Electric","HRCU-A-CB-O","NAXSPB06A112A*","Mini-Splits","NAXWPH06A112A*",12.5,8700,5900,"Yes"]
[202373685,null,"American Standard / Mitsubishi Electric","HRCU-A-CB-O","NAXSPB09A112A*","Mini-Splits","NAXWPH09A112A*",12.5,10900,6700,"Yes"]
[202373687,null,"American Standard / Mitsubishi Electric","HRCU-A-CB-O","NAXSPB12A112A*","Mini-Splits","NAXWPH12A112A*",11.5,13600,8100,"Yes"]
[202373689,null,"American Standard / Mitsubishi Electric","HRCU-A-CB-O","NAXSPB15A112A*","Mini-Splits","NAXWPH15A112A*",11,18000,11000,"Yes"]
[202373691,null,"American Standard / Mitsubishi Electric","HRCU-A-CB-O","NAXSPB18A112A*","Mini-Splits","NAXWPH18A112A*",11,20200,13700,"Yes"]
[202373676,null,"American Standard / Mitsubishi Electric","HRCU-A-CB-O","NAXSPF09A112A*","Mini-Splits","NAXFKS09A112A*",13,11000,7500,"Yes"]
[202373677,null,"American Standard / Mitsubishi Electric","HRCU-A-CB-O","NAXSPF12A112A*","Mini-Splits","NAXFKS12A112A*",12,13000,8800,"Yes"]
[202373678,null,"American Standard / Mitsubishi Electric","HRCU-A-CB-O","NAXSPF15A112A*","Mini-Splits","NAXFKS15A112A*",11.6,18000,12000,"Yes"]
[202373679,null,"American Standard / Mitsubishi Electric","HRCU-A-CB-O","NAXSPF18A112A*","Mini-Splits","NAXFKS18A112A*",11.3,21000,12800,"Yes"]
[202373682,null,"American Standard / Mitsubishi Electric","HRCU-A-CB-O","NAXSPH06A112A*","Mini-Splits","NAXWPH06A112A*",13.5,8700,5900,"Yes"]
[202373684,null,"American Standard / Mitsubishi Electric","HRCU-A-CB-O","NAXSPH09A112A*","Mini-Splits","NAXWPH09A112A*",13.5,10900,6700,"Yes"]
[202373686,null,"American Standard / Mitsubishi Electric","HRCU-A-CB-O","NAXSPH12A112A*","Mini-Splits","NAXWPH12A112A*",12.5,13600,8100,"Yes"]
[202373688,null,"American Standard / Mitsubishi Electric","HRCU-A-CB-O","NAXSPH15A112A*","Mini-Splits","NAXWPH15A112A*",12,18000,11000,"Yes"]
[202373690,null,"American Standard / Mitsubishi Electric","HRCU-A-CB-O","NAXSPH18A112A*","Mini-Splits","NAXWPH18A112A*",12,20200,13700,"Yes"]
[202373692,null,"American Standard / Mitsubishi Electric","HRCU-A-CB-O","NAXSST09A112A*","Mini-Splits","NAXWST09A112A*",12.8,10900,6700,"Yes"]
[202373693,null,"American Standard / Mitsubishi Electric","HRCU-A-CB-O","NAXSST12A112A*","Mini-Splits","NAXWST12A112A*",12.5,14400,9200,"Yes"]
[202373694,null,"American Standard / Mitsubishi Electric","HRCU-A-CB-O","NAXSST15A112A*","Mini-Splits","NAXWST15A112A*",11.7,18000,12100,"Yes"]
[202373695,null,"American Standard / Mitsubishi Electric","HRCU-A-CB-O","NAXSST18A112A*","Mini-Splits","NAXWST18A112A*",11.2,21600,13800,"Yes"]
[202373696,null,"American Standard / Mitsubishi Electric","HRCU-A-CB-O","NAXSST24A112A*","Mini-Splits","NAXWST24A112A*",10,27600,16000,"Yes"]
[10250515,null,"AMERISTAR","HRCU-A-CB-O","M4THS1509A11N**","Mini-Splits","M4MHW1509A1N0**",9,9500,5600]
[10255976,null,"AMERISTAR","HRCU-A-CB-O","M4THS1512A11N**","Mini-Splits","M4MHW1512A1N0**",9,13000,8100]
[10255977,null,"AMERISTAR","HRCU-A-CB-O","M4THS1518A11N**","Mini-Splits","M4MHW1518A1N0**",9,19000,12100]
[10255978,null,"AMERISTAR","HRCU-A-CB-O","M4THS1524A11N**","Mini-Splits","M4MHW1524A1N0**",9,23200,13600]
[203162809,null,"Ameristar","HRCU-A-CB-O","M4THS1809A11N**","Mini-Splits","M4MHW1809A1N0**",10.5,11000,6800]
[203162808,null,"Ameristar","HRCU-A-CB-O","M4THS1812A11N**","Mini-Splits","M4MHW1812A1N0**",10.199999999999999,13000,7100]
[203162807,null,"Ameristar","HRCU-A-CB-O","M4THS1818A11N**","Mini-Splits","M4MHW1818A1N0**",10.7,19800,12400]
[203162806,null,"Ameristar","HRCU-A-CB-O","M4THS1824A11N**","Mini-Splits","M4MHW1824A1N0**",10.199999999999999,23000,14600]
[10255979,null,"AMERISTAR","HRCU-A-CB-O","M4THS2209A91N**","Mini-Splits","M4MHW2209A9N0**",9.8000000000000007,9500,5600]
[10255980,null,"AMERISTAR","HRCU-A-CB-O","M4THS2212A91N**","Mini-Splits","M4MHW2212A9N0**",9.6,13000,7900]
[10596838,null,"AMERISTAR","HRCU-A-CB-O","M4TLS1809A11N**","Mini-Splits","M4MLW1809A1N0**",10.199999999999999,10000,5800]
[10596839,null,"AMERISTAR","HRCU-A-CB-O","M4TLS1812A11N**","Mini-Splits","M4MLW1812A1N0**",9.1999999999999993,12900,7500]
[10596840,null,"AMERISTAR","HRCU-A-CB-O","M4TLS1818A11N**","Mini-Splits","M4MLW1818A1N0**",9.1999999999999993,20000,11600]
[10596841,null,"AMERISTAR","HRCU-A-CB-O","M4TLS1824A11N**","Mini-Splits","M4MLW1824A1N0**",10.5,25000,16000]
[201835509,null,"ARCOAIRE","HRCU-A-CB-O","DLCERAH09AAK","Mini-Splits","DLFEHAH09XAK",10,9800,5800]
[201835508,null,"ARCOAIRE","HRCU-A-CB-O","DLCERAH12AAJ","Mini-Splits","DLFEHAH12XAJ",10.3,12000,7200]
[201835510,null,"ARCOAIRE","HRCU-A-CB-O","DLCERAH12AAK","Mini-Splits","DLFEHAH12XAK",9.6,12000,7300]
[201835511,null,"ARCOAIRE","HRCU-A-CB-O","DLCERAH18AAK","Mini-Splits","DLFEHAH18XAK",10.1,18000,11400]
[201835512,null,"ARCOAIRE","HRCU-A-CB-O","DLCERAH24AAK","Mini-Splits","DLFEHAH24XAK",9.6,24800,15300]
[201835542,null,"ARCOAIRE","HRCU-A-CB-O","DLCLRAH36AAK","Mini-Splits","DLFLCAH36XAK",10.5,38000,25200,"Yes"]
[201835521,null,"ARCOAIRE","HRCU-A-CB","DLCLRAH36AAK","Mini-Splits","DLFLDAH36XAK",11.5,40000,27600,"Yes"]
[201835541,null,"ARCOAIRE","HRCU-A-CB-O","DLCLRAH36AAK","Mini-Splits","DLFLFAH36XAK",10,38000,25400,"Yes"]
[201835545,null,"ARCOAIRE","HRCU-A-CB-O","DLCLRAH48AAK","Mini-Splits","DLFLCAH48XAK",11,50000,35000,"Yes"]
[201835522,null,"ARCOAIRE","HRCU-A-CB","DLCLRAH48AAK","Mini-Splits","DLFLDAH48XAK",10.3,49500,33400,"Yes"]
[201835544,null,"ARCOAIRE","HRCU-A-CB-O","DLCLRAH48AAK","Mini-Splits","DLFLFAH48XAK",11,50000,35000,"Yes"]
[201835523,null,"ARCOAIRE","HRCU-A-CB","DLCLRAH58AAK","Mini-Splits","DLFLDAH58XAK",9,60000,37600,"Yes"]
[201835546,null,"ARCOAIRE","HRCU-A-CB-O","DLCLRAH58AAK","Mini-Splits","DLFLFAH58XAK",10.5,60000,39000,"Yes"]
[201835551,null,"ARCOAIRE","HMSV-A-CB","DLCMRAH18BAK","Mixed Ducted and Non-Ducted Indoor Units","Multiple combinations, check manufacturer compatibility",9.85,18200,11550]
[201835524,null,"ARCOAIRE","HMSV-A-CB","DLCMRAH18BAK","Non-Ducted Indoor Units","Multiple combinations, check manufacturer compatibility",9.6999999999999993,18000,11600]
[201835527,null,"ARCOAIRE","HMSV-A-CB","DLCMRAH18BAK","Ducted Indoor Units","Multiple combinations, check manufacturer compatibility",10,18500,11500]
[201835547,null,"ARCOAIRE","HMSV-A-CB","DLCMRAH27CAK","Mixed Ducted and Non-Ducted Indoor Units","Multiple combinations, check manufacturer compatibility",10.4,27400,17700]
[201835525,null,"ARCOAIRE","HMSV-A-CB","DLCMRAH27CAK","Non-Ducted Indoor Units","Multiple combinations, check manufacturer compatibility",10.8,27000,17800,"Yes"]
[201835528,null,"ARCOAIRE","HMSV-A-CB","DLCMRAH27CAK","Ducted Indoor Units","Multiple combinations, check manufacturer compatibility",10,28000,17600]
[201835548,null,"ARCOAIRE","HMSV-A-CB","DLCMRAH36DAK","Mixed Ducted and Non-Ducted Indoor Units","Multiple combinations, check manufacturer compatibility",10,37000,23000]
[201835526,null,"ARCOAIRE","HMSV-A-CB","DLCMRAH36DAK","Non-Ducted Indoor Units","Multiple combinations, check manufacturer compatibility",10.199999999999999,36000,23600,"Yes"]
[201835529,null,"ARCOAIRE","HMSV-A-CB","DLCMRAH36DAK","Ducted Indoor Units","Multiple combinations, check manufacturer compatibility",10,37000,23000]
[201835549,null,"ARCOAIRE","HMSV-A-CB","DLCMRAH48EAK","Mixed Ducted and Non-Ducted Indoor Units","Multiple combinations, check manufacturer compatibility",10.85,49000,32200]
[201835550,null,"ARCOAIRE","HMSV-A-CB","DLCMRAH48EAK","Non-Ducted Indoor Units","Multiple combinations, check manufacturer compatibility",10.199999999999999,48000,30400,"Yes"]
[201835530,null,"ARCOAIRE","HMSV-A-CB","DLCMRAH48EAK","Ducted Indoor Units","Multiple combinations, check manufacturer compatibility",11.5,50000,34000]
[201835506,null,"ARCOAIRE","HRCU-A-CB-O","DLCPRAH09AAK","Mini-Splits","DLFPHAH09XAK",14.5,10000,7200,"Yes"]
[201835507,null,"ARCOAIRE","HRCU-A-CB-O","DLCPRAH12AAK","Mini-Splits","DLFPHAH12XAK",13.6,12000,6800,"Yes"]
[202463642,null,"ARCOAIRE","HRCU-A-CB-O","DLCPRAH18AAK","Mini-Splits","DLFPHAH18XAK",14,18000,12300,"Yes"]
[202463643,null,"ARCOAIRE","HRCU-A-CB-O","DLCPRAH24AAK","Mini-Splits","DLFPHAH24XAK",12,24000,15400,"Yes"]
[201835513,null,"ARCOAIRE","HRCU-A-CB-O","DLCSRAH09AAJ","Mini-Splits","DLFSHAH09XAJ",10.5,9800,5600,"Yes"]
[201835532,null,"ARCOAIRE","HRCU-A-CB-O","DLCSRAH09AAK","Mini-Splits","DLFSCAH09XAK",10.199999999999999,10000,6700,"Yes"]
[201835531,null,"ARCOAIRE","HRCU-A-CB","DLCSRAH09AAK","Mini-Splits","DLFSDAH09XAK",11.5,10000,6800,"Yes"]
[201835515,null,"ARCOAIRE","HRCU-A-CB-O","DLCSRAH09AAK","Mini-Splits","DLFSHAH09XAK",10.5,12000,7500,"Yes"]
[201835514,null,"ARCOAIRE","HRCU-A-CB-O","DLCSRAH12AAJ","Mini-Splits","DLFSHAH12XAJ",11,11800,7100,"Yes"]
[201835533,null,"ARCOAIRE","HRCU-A-CB-O","DLCSRAH12AAK","Mini-Splits","DLFSCAH12XAK",10.199999999999999,12000,8200,"Yes"]
[201835535,null,"ARCOAIRE","HRCU-A-CB","DLCSRAH12AAK","Mini-Splits","DLFSDAH12XAK",11,12500,8100,"Yes"]
[201835534,null,"ARCOAIRE","HRCU-A-CB-O","DLCSRAH12AAK","Mini-Splits","DLFSFAH12XAK",10.5,12000,9600,"Yes"]
[201835516,null,"ARCOAIRE","HRCU-A-CB-O","DLCSRAH12AAK","Mini-Splits","DLFSHAH12XAK",11,12000,7600,"Yes"]
[201835537,null,"ARCOAIRE","HRCU-A-CB-O","DLCSRAH18AAK","Mini-Splits","DLFSCAH18XAK",10.5,18000,12000,"Yes"]
[201835543,null,"ARCOAIRE","HRCU-A-CB","DLCSRAH18AAK","Mini-Splits","DLFSDAH18XAK",10.8,19000,12400]
[201835536,null,"ARCOAIRE","HRCU-A-CB-O","DLCSRAH18AAK","Mini-Splits","DLFSFAH18XAK",10.199999999999999,18000,12900,"Yes"]
[201835517,null,"ARCOAIRE","HRCU-A-CB-O","DLCSRAH18AAK","Mini-Splits","DLFSHAH18XAK",10.5,18000,11900,"Yes"]
[201835540,null,"ARCOAIRE","HRCU-A-CB-O","DLCSRAH24AAK","Mini-Splits","DLFSCAH24XAK",11.5,24000,16200,"Yes"]
[201835538,null,"ARCOAIRE","HRCU-A-CB","DLCSRAH24AAK","Mini-Splits","DLFSDAH24XAK",12,24000,17400,"Yes"]
[201835539,null,"ARCOAIRE","HRCU-A-CB-O","DLCSRAH24AAK","Mini-Splits","DLFSFAH24XAK",11.5,24000,17200,"Yes"]
[201835518,null,"ARCOAIRE","HRCU-A-CB-O","DLCSRAH24AAK","Mini-Splits","DLFSHAH24XAK",10,25000,15000,"Yes"]
[201835519,null,"ARCOAIRE","HRCU-A-CB-O","DLCSRAH30AAK","Mini-Splits","DLFSHAH30XAK",9.8000000000000007,30000,18000]
[201835520,null,"ARCOAIRE","HRCU-A-CB-O","DLCSRAH36AAK","Mini-Splits","DLFSHAH36XAK",10,36000,20600,"Yes"]
[203307927,null,"ARCTIC KING","HRCU-A-CB-O","MOBA01-09HFN1-BT0W","Mini-Splits","MSMBB-09HRFN1-BT0W",10.5,9800,5600]
[203449479,null,"ARCTIC KING","HRCU-A-CB-O","MOBA30-09HDN1-BQ0W","Mini-Splits","MSAFA-09HRDN1-BN10W",9,9800,5800]
[203449475,null,"ARCTIC KING","HRCU-A-CB-O","MOD01-36HFN1-MP0W","Mini-Splits","MSMBE-36HRFN1-MP0W",10,36000,20600]
[203449481,null,"ARCTIC KING","HRCU-A-CB-O","MOD30-24HFN1-MT0W","Mini-Splits","MSABE-24HRFN1-MT0W",10,25000,15300]
[204462444,null,"Armstrong Air","HRCU-A-CB-O","4DHP1S09S-1P","Mini-Splits","D22C109S4-1P",10.5,10000,5800]
[204462440,null,"Armstrong Air","HRCU-A-CB","4DHP1S09S-1P","Mini-Splits","DMD209S4-1P",11.5,10000,6800]
[203376766,null,"Armstrong Air","HRCU-A-CB-O","4DHP1S09S-1P","Mini-Splits","DWM109S4-2P",10.8,9800,5800]
[204462437,null,"Armstrong Air","HRCU-A-CB-O","4DHP1S12S-1L","Mini-Splits","DWM112S4-1L",10.199999999999999,12000,7600]
[203376765,null,"Armstrong Air","HRCU-A-CB-O","4DHP1S12S-1L","Mini-Splits","DWM112S4-2L",10.199999999999999,12000,7600]
[204462445,null,"Armstrong Air","HRCU-A-CB-O","4DHP1S12S-1P","Mini-Splits","D22C112S4-1P",10.5,12000,7500]
[204462441,null,"Armstrong Air","HRCU-A-CB","4DHP1S12S-1P","Mini-Splits","DMD212S4-1P",11.5,12000,7200]
[203376767,null,"Armstrong Air","HRCU-A-CB-O","4DHP1S12S-1P","Mini-Splits","DWM112S4-2P",11,12000,7700]
[204462399,null,"Armstrong Air","HMSV-A-CB","4DHP1S18M-1P","Non-Ducted Indoor Units","Multiple combinations, check manufacturer compatibility",10.3,19000,12000]
[204462371,null,"Armstrong Air","HMSV-A-CB","4DHP1S18M-1P","Mixed Ducted and Non-Ducted Indoor Units","Multiple combinations, check manufacturer compatibility",9.9,18600,11600]
[204462410,null,"Armstrong Air","HMSV-A-CB","4DHP1S18M-1P","Ducted Indoor Units","Multiple combinations, check manufacturer compatibility",10,18500,11500]
[203376768,null,"Armstrong Air","HMSV-A-CB","4DHP1S18M-2P","Non-Ducted Indoor Units","Multiple combinations, check manufacturer compatibility",10.3,19000,12000]
[204462376,null,"Armstrong Air","HMSV-A-CB","4DHP1S18M-2P","Mixed Ducted and Non-Ducted Indoor Units","Multiple combinations, check manufacturer compatibility",9.9,18600,11600]
[204462414,null,"Armstrong Air","HMSV-A-CB","4DHP1S18M-2P","Ducted Indoor Units","Multiple combinations, check manufacturer compatibility",10,18500,11500]
[204462446,null,"Armstrong Air","HRCU-A-CB-O","4DHP1S18S-1P","Mini-Splits","D22C118S4-1P",10.3,18000,12000]
[204462442,null,"Armstrong Air","HRCU-A-CB","4DHP1S18S-1P","Mini-Splits","DMD218S4-1P",10.5,18000,12000]
[204462438,null,"Armstrong Air","HRCU-A-CB-O","4DHP1S18S-1P","Mini-Splits","DWM118S4-1P",10.4,18000,11400]
[204462447,null,"Armstrong Air","HRCU-A-CB-O","4DHP1S24S-1P","Mini-Splits","D33C124S4-1P",10.5,24400,15800]
[204462443,null,"Armstrong Air","HRCU-A-CB","4DHP1S24S-1P","Mini-Splits","DMD224S4-1P",11,24400,16000]
[204462439,null,"Armstrong Air","HRCU-A-CB-O","4DHP1S24S-1P","Mini-Splits","DWM124S4-1P",11.5,25000,15300]
[204462381,null,"Armstrong Air","HMSV-A-CB","4DHP1S30M-1P","Mixed Ducted and Non-Ducted Indoor Units","Multiple combinations, check manufacturer compatibility",9.77,27600,17000]
[204462401,null,"Armstrong Air","HMSV-A-CB","4DHP1S30M-1P","Non-Ducted Indoor Units","Multiple combinations, check manufacturer compatibility",10.3,28000,17200]
[204462418,null,"Armstrong Air","HMSV-A-CB","4DHP1S30M-1P","Ducted Indoor Units","Multiple combinations, check manufacturer compatibility",10,28000,17600]
[203376806,null,"Armstrong Air","HMSV-A-CB","4DHP1S30M-2P","Ducted Indoor Units","Multiple combinations, check manufacturer compatibility",10,28000,17600]
[203376769,null,"Armstrong Air","HMSV-A-CB","4DHP1S30M-2P","Non-Ducted Indoor Units","Multiple combinations, check manufacturer compatibility",10.3,28000,17200]
[204462386,null,"Armstrong Air","HMSV-A-CB","4DHP1S30M-2P","Mixed Ducted and Non-Ducted Indoor Units","Multiple combinations, check manufacturer compatibility",9.77,27600,17000]
[204462454,null,"Armstrong Air","HRCU-A-CB-O","4DHP1S30S-1P","Mini-Splits","DWM130S4-1P",9.4,30000,18500]
[204462391,null,"Armstrong Air","HMSV-A-CB","4DHP1S36M-1P","Mixed Ducted and Non-Ducted Indoor Units","Multiple combinations, check manufacturer compatibility",9.9700000000000006,36200,23400]
[204462405,null,"Armstrong Air","HMSV-A-CB","4DHP1S36M-1P","Non-Ducted Indoor Units","Multiple combinations, check manufacturer compatibility",10.199999999999999,36000,24600]
[204462421,null,"Armstrong Air","HMSV-A-CB","4DHP1S36M-1P","Ducted Indoor Units","Multiple combinations, check manufacturer compatibility",10,37000,23000]
[204462458,null,"Armstrong Air","HRCU-A-CB-O","4DHP1S36S-1P","Mini-Splits","D33C136S4-1P",10.5,38000,25200]
[204462456,null,"Armstrong Air","HRCU-A-CB","4DHP1S36S-1P","Mini-Splits","DMD236S4-1P",11.5,40000,27600]
[204462424,null,"Armstrong Air","HMSV-A-CB","4DHP1S48M-1P","Ducted Indoor Units","Multiple combinations, check manufacturer compatibility",11.5,50000,34000]
[204462396,null,"Armstrong Air","HMSV-A-CB","4DHP1S48M-1P","Mixed Ducted and Non-Ducted Indoor Units","Multiple combinations, check manufacturer compatibility",10.6,49000,32200]
[204462407,null,"Armstrong Air","HMSV-A-CB","4DHP1S48M-1P","Non-Ducted Indoor Units","Multiple combinations, check manufacturer compatibility",10.199999999999999,48000,29600]
[204462459,null,"Armstrong Air","HRCU-A-CB-O","4DHP1S48S-1P","Mini-Splits","D33C148S4-1P",11,50000,35000]
[204462457,null,"Armstrong Air","HRCU-A-CB","4DHP1S48S-1P","Mini-Splits","DMD248S4-1P",10.3,49500,33400]
[203376799,null,"Armstrong Air","HRCU-A-CB-O","4DHV1S09S-1L","Mini-Splits","DWH109S4-1L",10,10000,6000]
[203376801,null,"Armstrong Air","HRCU-A-CB-O","4DHV1S09S-1P","Mini-Splits","DWH109S4-1P",9.5,9000,6000]
[203376800,null,"Armstrong Air","HRCU-A-CB-O","4DHV1S12S-1L","Mini-Splits","DWH112S4-1L",9.5,12000,7500]
[203376802,null,"Armstrong Air","HRCU-A-CB-O","4DHV1S12S-1P","Mini-Splits","DWH112S4-1P",9.5,12000,6800]
[203376803,null,"Armstrong Air","HRCU-A-CB-O","4DHV1S18S-1P","Mini-Splits","DWH118S4-1P",10,18000,11000]
[203376804,null,"Armstrong Air","HRCU-A-CB-O","4DHV1S24S-1P","Mini-Splits","DWH124S4-1P",9.5,24000,14400]
[10221187,null,"AURA SYSTEMS","HRCU-A-CB-O","AU-009CO17","Mini-Splits","AU-009WU17",9,9800,5700]
[10221185,null,"AURA SYSTEMS","HRCU-A-CB-O","AU-009CO17-115","Mini-Splits","AU-009WU17-115",9,9500,5800]
[9150129,null,"AURA SYSTEMS","HRCU-A-CB-O","AU-012CO17","Mini-Splits","AU-012WU17",9,11800,6800]
[10221186,null,"AURA SYSTEMS","HRCU-A-CB-O","AU-012CO17-115","Mini-Splits","AU-012WU17-115",9,12000,7500]
[9150130,null,"AURA SYSTEMS","HRCU-A-CB-O","AU-018CO17","Mini-Splits","AU-018WU17",9.8000000000000007,18000,12200]
[10221184,null,"AURA SYSTEMS","HRCU-A-CB-O","AU-018COQC","Mini-Splits","AU-018WUQC",9.5,18000,11700]
[10221188,null,"AURA SYSTEMS","HRCU-A-CB-O","AU-024CO16","Mini-Splits","AU-024WU16",9,25000,14800]
[205072434,null,"AURA SYSTEMS","HRCU-A-CB-O","AU-024CO19","Mini-Splits","AU-024WU19",9.5,24000,14400]
[10208482,null,"AURA SYSTEMS","HRCU-A-CB-O","AU-024COQC","Mini-Splits","AU-024WUQC",9,25000,15900]
[10221189,null,"AURA SYSTEMS","HRCU-A-CB-O","AU-030CO18","Mini-Splits","AU-030WU18",9.6,30000,19000]
[8272550,null,"AURA SYSTEMS","HRCU-A-CB-O","AU-036CO","Mini-Splits","AU-036WU",9,36000,21200]
[9121859,null,"AURA SYSTEMS","HRCU-A-CB-O","AU-036CO16","Mini-Splits","AU-036WU16",10,36000,21400]
[9121862,null,"AURA SYSTEMS","HRCU-A-CB-O","AU-036COQC","Mini-Splits","AU-036WUQC",9,36000,21200]
[10443236,null,"AURA SYSTEMS","HMSV-A-CB","AU-048CO","Non-Ducted Indoor Units","Multiple combinations, check manufacturer compatibility",10.4,48000,30800]
[9121860,null,"AURA SYSTEMS","HMSV-A-CB","AU-DZ018HP","Non-Ducted Indoor Units","Multiple combinations, check manufacturer compatibility",10,18000,11800]
[9121861,null,"AURA SYSTEMS","HMSV-A-CB","AU-TZ027HP","Specific","AU-009HPAU-009HPAU-009HP",9.8000000000000007,28000,16800]
[205334557,null,"AUX","HRCU-A-CB-O","ASW-H12G2/*R1DI-US","Mini-Splits","ASW-H12G2/*R1DI-US",11,12300,9700]
[8796409,null,"AUX","HRCU-A-CB-O","ASW-H12T2/*R1DI-US","Mini-Splits","ASW-H12T2/*R1DI-US",11,12000,7200]
[8796405,null,"AUX","HRCU-A-CB-O","ASW-H12U2/*R1DI-US","Mini-Splits","ASW-H12U2/*R1DI-US",9,12300,7000]
[9740807,null,"AUX","HRCU-A-CB-O","ASW-H12U3/*R1DI-US","Mini-Splits","ASW-H12U3/*R1DI-US",9,12500,7500]
[8796410,null,"AUX","HRCU-A-CB-O","ASW-H18T2/*R1DI-US","Mini-Splits","ASW-H18T2/*R1DI-US",10,17200,10000]
[9746482,null,"AUX","HRCU-A-CB-O","ASW-H18UA2/*R1DI-US","Mini-Splits","ASW-H18UA2/*R1DI-US",9,18400,10000]
[205072435,null,"AUX","HRCU-A-CB-O","ASW-H24G2/*R1DI-US","Mini-Splits","ASW-H24G2/*R1DI-US",11,23000,17200]
[8796407,null,"AUX","HRCU-A-CB-O","ASW-H24U2/*R1DI-US","Mini-Splits","ASW-H24U2/*R1DI-US",9,24000,11000]
[205417843,null,"AZUR","HRCU-A-CB-O","AZ-09DA17EXT","Mini-Splits","AZ-09DA17INT",10.5,10000,5000]
[205417844,null,"AZUR","HRCU-A-CB-O","AZ-12CA17EXT","Mini-Splits","AZ-12CA17INT",9,13000,7500]
[205417845,null,"AZUR","HRCU-A-CB-O","AZ-12CA22EXT","Mini-Splits","AZ-12CA22INT",10.5,13000,7500]
[205417846,null,"AZUR","HRCU-A-CB-O","AZ-18CA17EXT","Mini-Splits","AZ-18CA17INT",10.1,20000,11600]
[205417847,null,"AZUR","HRCU-A-CB-O","AZ-18CA22EXT","Mini-Splits","AZ-18CA22INT",11.6,19000,11600]
[205417848,null,"AZUR","HRCU-A-CB-O","AZ-24CA17EXT","Mini-Splits","AZ-24CA17INT",9.8000000000000007,24400,13000]
[203401053,null,"BCO","HRCU-A-CB-O","MOB30-12HFN1-BS0W","Mini-Splits","MSABB-12HRFN1-BS0W",9.5,12000,7500]
[203401054,null,"BCO","HRCU-A-CB-O","MOB30-12HFN1-MS0W","Mini-Splits","MSABB-12HRFN1-MS0W",9.5,12000,6800]
[10239315,null,"BCO","HRCU-A-CB-O","MOB30-18HDN1-MQ0W","Mini-Splits","MSAFC-17HRDN1-MN10W",9.8000000000000007,18000,12200]
[10239314,null,"BCO","HRCU-A-CB-O","MOBA30-09HDN1-BQ0W","Mini-Splits","MSAFA-09HRDN1-BN10W",9,9800,5800]
[203401051,null,"BCO","HRCU-A-CB-O","MOBA30-09HFN1-BS0W","Mini-Splits","MSABA-09HRFN1-BS0W",10,10000,6000]
[203401052,null,"BCO","HRCU-A-CB-O","MOBA30-09HFN1-MS0W","Mini-Splits","MSABA-09HRFN1-MS0W",9.5,9000,6000]
[203401056,null,"BCO","HRCU-A-CB-O","MOCA30-24HFN1-MQ0W","Mini-Splits","MSABE-24HRFN1-MQ0W",9.5,24000,14400]
[10239317,null,"BCO","HRCU-A-CB-O","MOD30-36HFN1-MP0W","Mini-Splits","MSABF-36HRFN1-MP0W",10,36000,21400]
[10239316,null,"BCO","HRCU-A-CB-O","MOD31-24HFN1-MT0W","Mini-Splits","MSABE-24HRFN1-MT0W",10,25000,15300]
[203401055,null,"BCO","HRCU-A-CB-O","MSB30-18HRFN1-MS0W","Mini-Splits","MSABD-18HRFN1-MS0W",10,18000,11000]
[202007065,null,"BLUERIDGE","HRCU-A-CB-O","BM09Y17C","Mini-Splits","BM09Y17WM",9,9800,5700]
[202897336,null,"BLUERIDGE","HRCU-A-CB-O","BM09Y18C","Mini-Splits","BM09Y18WM",9.5,9000,6000]
[202007066,null,"BLUERIDGE","HRCU-A-CB-O","BM09Y23C","Mini-Splits","BM09Y23WM",10.5,9800,6400]
[202007077,null,"BLUERIDGE","HRCU-A-CB-O","BM12Y18C","Mini-Splits","BM12Y18WM",9,11800,6800]
[202897337,null,"BLUERIDGE","HRCU-A-CB-O","BM12Y19C","Mini-Splits","BM12Y19WM",9.5,12000,6800]
[202007067,null,"BLUERIDGE","HRCU-A-CB-O","BM12Y22C","Mini-Splits","BM12Y22WM",9.8000000000000007,12000,7200]
[202196474,null,"BLUERIDGE","HRCU-A-CB-O","BM18DIY16C","Mini-Splits","BM18DIY16WM",9.5,18000,11700]
[202007084,null,"BLUERIDGE","HMSV-A-CB","BM18M23C","Mixed Ducted and Non-Ducted Indoor Units","Multiple combinations, check manufacturer compatibility",10,18200,11600]
[202918806,null,"BLUERIDGE","HMSV-A-CB","BM18M23C","Ducted Indoor Units","Multiple combinations, check manufacturer compatibility",10,18500,11500]
[202007070,null,"BLUERIDGE","HMSV-A-CB","BM18M23C","Non-Ducted Indoor Units","Multiple combinations, check manufacturer compatibility",10,18000,11800]
[202918815,null,"BLUERIDGE","HMSV-A-CB","BM18M23C","Mixed Ducted and Non-Ducted Indoor Units","Multiple combinations, check manufacturer compatibility",9.9,18600,11600]
[202007078,null,"BLUERIDGE","HRCU-A-CB-O","BM18Y18C","Mini-Splits","BM18Y18WM",9.8000000000000007,18000,12200]
[202897338,null,"BLUERIDGE","HRCU-A-CB-O","BM18Y19C","Mini-Splits","BM18Y19WM",10,18000,11000]
[202007068,null,"BLUERIDGE","HRCU-A-CB-O","BM18Y21C","Mini-Splits","BM18Y21WM",10,18000,10400]
[202196475,null,"BLUERIDGE","HRCU-A-CB-O","BM24DIY16C","Mini-Splits","BM24DIY16WM",9,25000,15900]
[202007079,null,"BLUERIDGE","HRCU-A-CB-O","BM24Y16C","Mini-Splits","BM24Y16WM",9,25000,14800]
[202897339,null,"BLUERIDGE","HRCU-A-CB-O","BM24Y17C","Mini-Splits","BM24Y17WM",9.5,24000,14400]
[202007069,null,"BLUERIDGE","HRCU-A-CB-O","BM24Y21C","Mini-Splits","BM24Y21WM",10,25000,15300]
[202007082,null,"BLUERIDGE","HMSV-A-CB","BM27M23C","Non-Ducted Indoor Units","Multiple combinations, check manufacturer compatibility",9.8000000000000007,28000,16800]
[202007085,null,"BLUERIDGE","HMSV-A-CB","BM27M23C","Mixed Ducted and Non-Ducted Indoor Units","Multiple combinations, check manufacturer compatibility",9.77,27600,17000]
[202918807,null,"BLUERIDGE","HMSV-A-CB","BM27M23C","Ducted Indoor Units","Multiple combinations, check manufacturer compatibility",10,28000,17600]
[202918816,null,"BLUERIDGE","HMSV-A-CB","BM27M23C","Mixed Ducted and Non-Ducted Indoor Units","Multiple combinations, check manufacturer compatibility",9.77,27600,17000]
[202007080,null,"BLUERIDGE","HRCU-A-CB-O","BM30Y18C","Mini-Splits","BM30Y18WM",9.6,30000,19000]
[202007083,null,"BLUERIDGE","HMSV-A-CB","BM36M23C","Non-Ducted Indoor Units","Multiple combinations, check manufacturer compatibility",10.3,36000,25400]
[202007086,null,"BLUERIDGE","HMSV-A-CB","BM36M23C","Mixed Ducted and Non-Ducted Indoor Units","Multiple combinations, check manufacturer compatibility",9.9700000000000006,36200,23400]
[202918808,null,"BLUERIDGE","HMSV-A-CB","BM36M23C","Ducted Indoor Units","Multiple combinations, check manufacturer compatibility",10,37000,23000]
[202918817,null,"BLUERIDGE","HMSV-A-CB","BM36M23C","Mixed Ducted and Non-Ducted Indoor Units","Multiple combinations, check manufacturer compatibility",9.9700000000000006,36200,23400]
[202007081,null,"BLUERIDGE","HRCU-A-CB-O","BM36Y16C","Mini-Splits","BM36Y16WM",10,36000,21400]
[202196473,null,"BLUERIDGE","HRCU-A-CB-O","BM36YDIY16C","Mini-Splits","BM36YDIY16WM",9,36000,21200]
[202918809,null,"BLUERIDGE","HMSV-A-CB","BM48M22C","Ducted Indoor Units","Multiple combinations, check manufacturer compatibility",11.5,50000,34000]
[202007071,null,"BLUERIDGE","HMSV-A-CB","BM48M22C","Non-Ducted Indoor Units","Multiple combinations, check manufacturer compatibility",10.4,48000,30800]
[202007072,null,"BLUERIDGE","HMSV-A-CB","BM48M22C","Mixed Ducted and Non-Ducted Indoor Units","Multiple combinations, check manufacturer compatibility",10.85,49000,32200]
[202918818,null,"BLUERIDGE","HMSV-A-CB","BM48M22C","Mixed Ducted and Non-Ducted Indoor Units","Multiple combinations, check manufacturer compatibility",10.6,49000,32200]
[202007073,null,"BLUERIDGE","HRCU-A-CB-O","BMHH09Y25C","Mini-Splits","BMHH09Y25WM",11.2,10900,6900]
[202007074,null,"BLUERIDGE","HRCU-A-CB-O","BMHH12Y23C","Mini-Splits","BMHH12Y23WM",12,12000,7800]
[202918820,null,"BLUERIDGE","HMSV-A-CB","BMHH18M22C","Non-Ducted Indoor Units","Multiple combinations, check manufacturer compatibility",9.8000000000000007,20000,12600]
[202918810,null,"BLUERIDGE","HMSV-A-CB","BMHH18M22C","Ducted Indoor Units","Multiple combinations, check manufacturer compatibility",9.8000000000000007,19000,12600]
[202918813,null,"BLUERIDGE","HMSV-A-CB","BMHH18M22C","Mixed Ducted and Non-Ducted Indoor Units","Multiple combinations, check manufacturer compatibility",9.4,19000,12300]
[202007075,null,"BLUERIDGE","HRCU-A-CB-O","BMHH18Y20C","Mini-Splits","BMHH18Y20WM",10.3,18000,10800]
[202007076,null,"BLUERIDGE","HRCU-A-CB-O","BMHH24Y21C","Mini-Splits","BMHH24Y21WM",11.5,24000,15400]
[202918821,null,"BLUERIDGE","HMSV-A-CB","BMHH27M18C","Non-Ducted Indoor Units","Multiple combinations, check manufacturer compatibility",10.4,31400,18000]
[202918811,null,"BLUERIDGE","HMSV-A-CB","BMHH27M18C","Ducted Indoor Units","Multiple combinations, check manufacturer compatibility",10,28400,16600]
[202918814,null,"BLUERIDGE","HMSV-A-CB","BMHH27M18C","Mixed Ducted and Non-Ducted Indoor Units","Multiple combinations, check manufacturer compatibility",9.98,28600,17300]
[202918822,null,"BLUERIDGE","HMSV-A-CB","BMHH36M17C","Non-Ducted Indoor Units","Multiple combinations, check manufacturer compatibility",10.5,36000,23200]
[202918812,null,"BLUERIDGE","HMSV-A-CB","BMHH36M17C","Ducted Indoor Units","Multiple combinations, check manufacturer compatibility",11,37000,24600]
[202918819,null,"BLUERIDGE","HMSV-A-CB","BMHH36M17C","Mixed Ducted and Non-Ducted Indoor Units","Multiple combinations, check manufacturer compatibility",10.23,36200,24000]
[10340637,null,"BLUERIDGE","HRCU-A-CB-O","BMKH09-D3DNA3D/O","Mini-Splits","BMKH09-D3DNA2D/I",9.1999999999999993,9800,5500]
[8323450,null,"BLUERIDGE","HRCU-A-CB-O","BMKH12-D3DNA3D/O","Mini-Splits","BMKH12-D3DNA2D/I",9.1999999999999993,13000,7600]
[8323451,null,"BLUERIDGE","HRCU-A-CB-O","BMKH18-D3DNA3D/O","Mini-Splits","BMKH18-D3DNA2D/I",10,19800,12700]
[8323455,null,"BLUERIDGE","HRCU-A-CB-O","BMKH18-D3DNC9K/O","Mini-Splits","BMKH18-D3DNA2K/I",9,19000,11500]
[10087084,null,"BLUERIDGE","HMSV-A-CB","BMKH18M-NDG3","Non-Ducted Indoor Units","Multiple combinations, check manufacturer compatibility",11,19000,12800]
[8323452,null,"BLUERIDGE","HRCU-A-CB-O","BMKH24-D3DNA3D/O","Mini-Splits","BMKH24-D3DNA2D/I",10,23000,15000]
[10531401,null,"BLUERIDGE","HMSV-A-CB","BMKH24M-NDG3","Non-Ducted Indoor Units","Multiple combinations, check manufacturer compatibility",11,26000,16600]
[10087085,null,"BLUERIDGE","HMSV-A-CB","BMKH30M-NDG3","Non-Ducted Indoor Units","Multiple combinations, check manufacturer compatibility",11.5,30000,18000]
[10531402,null,"BLUERIDGE","HMSV-A-CB","BMKH36M-NDG3","Non-Ducted Indoor Units","Multiple combinations, check manufacturer compatibility",11.5,42500,20000]
[10087086,null,"BLUERIDGE","HMSV-A-CB","BMKH42M-NDG3","Non-Ducted Indoor Units","Multiple combinations, check manufacturer compatibility",10.199999999999999,45000,29000]
[10277684,null,"BOREAL","HRCU-A-CB-O","EQX09HPJ1OB","Mini-Splits","EQX09HPJ1IB",10.5,11000,6800]
[10277685,null,"BOREAL","HRCU-A-CB-O","EQX12HPJ1OB","Mini-Splits","EQX12HPJ1IB",11,13000,7100]
[10277686,null,"BOREAL","HRCU-A-CB-O","EQX18HPJ1OB","Mini-Splits","EQX18HPJ1IB",10.5,19800,12400]
[10277687,null,"BOREAL","HRCU-A-CB-O","EQX24HPJ1OB","Mini-Splits","EQX24HPJ1IB",10,23000,14600]
[10277688,null,"BOREAL","HRCU-A-CB-O","EQX30HPJ1OB","Mini-Splits","EQX30HPJ1IB",9,28400,19200]
[10305075,null,"BOREAL","HRCU-A-CB-O","EQX36HPJ1OB","Mini-Splits","EQX36HPJ1IB",9,34600,20200]
[202053791,null,"BOREAL","HRCU-A-CB-O","KON09HPJ1OB","Mini-Splits","KON09HPJ1IB",9,9500,5800]
[204101349,null,"BOREAL","HRCU-A-CB-O","KON09HPL1OB","Mini-Splits","KON09HPL1IB",9,9500,5400]
[202053792,null,"BOREAL","HRCU-A-CB-O","KON12HPJ1OB","Mini-Splits","KON12HPJ1IB",9,13000,7500]
[204101350,null,"BOREAL","HRCU-A-CB-O","KON12HPL1OB","Mini-Splits","KON12HPL1IB",9,13000,7500]
[202053793,null,"BOREAL","HRCU-A-CB-O","KON18HPJ1OB","Mini-Splits","KON18HPJ1IB",9,19800,11300]
[202053794,null,"BOREAL","HRCU-A-CB-O","KON24HPJ1OB","Mini-Splits","KON24HPJ1IB",10,24000,16000]
[202053795,null,"BOREAL","HRCU-A-CB-O","KON30HPJ1OB","Mini-Splits","KON30HPJ1IB",9,28400,19200]
[202053796,null,"BOREAL","HRCU-A-CB-O","KON36HPJ1OB","Mini-Splits","KON36HPJ1IB",9,34600,20200]
[9103807,null,"BOREAL","HRCU-A-CB-O","LOT30HPJ2OC","Mini-Splits","LOT30HPJ2IC",9.6,30000,19000]
[9103808,null,"BOREAL","HRCU-A-CB-O","LOT36HPJ2OC","Mini-Splits","LOT36HPJ2IC",10,36000,21400]
[10305523,null,"BOREAL","HRCU-A-CB-O","SOL09HPJ1OB","Mini-Splits","SOL09HPJ1IB",9,9500,5600]
[10277680,null,"BOREAL","HRCU-A-CB-O","SOL09HPL1OB","Mini-Splits","SOL09HPL1IB",9,9600,5400]
[10277681,null,"BOREAL","HRCU-A-CB-O","SOL12HPJ1OB","Mini-Splits","SOL12HPJ1IB",9,13000,7700]
[10305073,null,"BOREAL","HRCU-A-CB-O","SOL12HPL1OB","Mini-Splits","SOL12HPL1IB",9,13000,7600]
[10277682,null,"BOREAL","HRCU-A-CB-O","SOL18HPJ1OB","Mini-Splits","SOL18HPJ1IB",9,19000,12000]
[10277683,null,"BOREAL","HRCU-A-CB-O","SOL24HPJ1OB","Mini-Splits","SOL24HPJ1IB",9,23000,13500]
[203991181,null,"BOSCH","HMSV-A-CB","BMS500-AAM018-1CSXHB","Ducted Indoor Units","Multiple combinations, check manufacturer compatibility",9.8000000000000007,19000,12600]
[203991182,null,"BOSCH","HMSV-A-CB","BMS500-AAM018-1CSXHB","Mixed Ducted and Non-Ducted Indoor Units","Multiple combinations, check manufacturer compatibility",9.4,19000,12300]
[203991180,null,"BOSCH","HMSV-A-CB","BMS500-AAM018-1CSXHB","Non-Ducted Indoor Units","Multiple combinations, check manufacturer compatibility",9.8000000000000007,20000,12600]
[203991188,null,"BOSCH","HMSV-A-CB","BMS500-AAM018-1CSXRA","Mixed Ducted and Non-Ducted Indoor Units","Multiple combinations, check manufacturer compatibility",9.9,18600,11600]
[203991172,null,"BOSCH","HMSV-A-CB","BMS500-AAM018-1CSXRA","Non-Ducted Indoor Units","Multiple combinations, check manufacturer compatibility",10.3,19000,12000,"Yes"]
[203991173,null,"BOSCH","HMSV-A-CB","BMS500-AAM018-1CSXRA","Ducted Indoor Units","Multiple combinations, check manufacturer compatibility",10,18500,11500]
[202179648,null,"BOSCH","HMSV-A-CB","BMS500-AAM018-1CSXXA","Non-Ducted Indoor Units","Multiple combinations, check manufacturer compatibility",9.6,18000,11200]
[203991183,null,"BOSCH","HMSV-A-CB","BMS500-AAM027-1CSXHB","Non-Ducted Indoor Units","Multiple combinations, check manufacturer compatibility",10.4,31400,18000,"Yes"]
[203991184,null,"BOSCH","HMSV-A-CB","BMS500-AAM027-1CSXHB","Ducted Indoor Units","Multiple combinations, check manufacturer compatibility",10,28400,16600]
[203991185,null,"BOSCH","HMSV-A-CB","BMS500-AAM027-1CSXHB","Mixed Ducted and Non-Ducted Indoor Units","Multiple combinations, check manufacturer compatibility",9.98,28600,17300]
[203991189,null,"BOSCH","HMSV-A-CB","BMS500-AAM027-1CSXRA","Mixed Ducted and Non-Ducted Indoor Units","Multiple combinations, check manufacturer compatibility",9.77,27600,17000]
[203991174,null,"BOSCH","HMSV-A-CB","BMS500-AAM027-1CSXRA","Non-Ducted Indoor Units","Multiple combinations, check manufacturer compatibility",10.3,28000,17200,"Yes"]
[203991175,null,"BOSCH","HMSV-A-CB","BMS500-AAM027-1CSXRA","Ducted Indoor Units","Multiple combinations, check manufacturer compatibility",10,28000,17600]
[202179649,null,"BOSCH","HMSV-A-CB","BMS500-AAM027-1CSXXA","Non-Ducted Indoor Units","Multiple combinations, check manufacturer compatibility",9.8000000000000007,28000,16800]
[203991186,null,"BOSCH","HMSV-A-CB","BMS500-AAM036-1CSXHB","Non-Ducted Indoor Units","Multiple combinations, check manufacturer compatibility",10.5,36000,23200,"Yes"]
[203991187,null,"BOSCH","HMSV-A-CB","BMS500-AAM036-1CSXHB","Ducted Indoor Units","Multiple combinations, check manufacturer compatibility",11,37000,24600,"Yes"]
[203991192,null,"BOSCH","HMSV-A-CB","BMS500-AAM036-1CSXHB","Mixed Ducted and Non-Ducted Indoor Units","Multiple combinations, check manufacturer compatibility",10.23,36200,24000]
[203991190,null,"BOSCH","HMSV-A-CB","BMS500-AAM036-1CSXRA","Mixed Ducted and Non-Ducted Indoor Units","Multiple combinations, check manufacturer compatibility",9.9700000000000006,36200,23400]
[203991176,null,"BOSCH","HMSV-A-CB","BMS500-AAM036-1CSXRA","Non-Ducted Indoor Units","Multiple combinations, check manufacturer compatibility",10.199999999999999,36000,24600,"Yes"]
[203991177,null,"BOSCH","HMSV-A-CB","BMS500-AAM036-1CSXRA","Ducted Indoor Units","Multiple combinations, check manufacturer compatibility",10,37000,23000]
[202179650,null,"BOSCH","HMSV-A-CB","BMS500-AAM036-1CSXXA","Non-Ducted Indoor Units","Multiple combinations, check manufacturer compatibility",9.8000000000000007,36600,22200]
[203991191,null,"BOSCH","HMSV-A-CB","BMS500-AAM048-1CSXRA","Mixed Ducted and Non-Ducted Indoor Units","Multiple combinations, check manufacturer compatibility",10.6,49000,32200]
[203991178,null,"BOSCH","HMSV-A-CB","BMS500-AAM048-1CSXRA","Non-Ducted Indoor Units","Multiple combinations, check manufacturer compatibility",10.199999999999999,48000,29600,"Yes"]
[203991179,null,"BOSCH","HMSV-A-CB","BMS500-AAM048-1CSXRA","Ducted Indoor Units","Multiple combinations, check manufacturer compatibility",11.5,50000,34000]
[202179651,null,"BOSCH","HMSV-A-CB","BMS500-AAM048-1CSXXA","Non-Ducted Indoor Units","Multiple combinations, check manufacturer compatibility",10,48000,30600]
[204014464,null,"BOSCH","HRCU-A-CB-O","BMS500-AAS009-1CSXHB","Mini-Splits","BMS500-AAU009-1AHCXB",10.8,10000,6700]
[204014467,null,"BOSCH","HRCU-A-CB","BMS500-AAS009-1CSXHB","Mini-Splits","BMS500-AAU009-1AHDXB",12,10000,7200,"Yes"]
[203991152,null,"BOSCH","HRCU-A-CB-O","BMS500-AAS009-1CSXHB","Mini-Splits","BMS500-AAU009-1AHWXB",11.2,10900,6900,"Yes"]
[203991166,null,"BOSCH","HRCU-A-CB-O","BMS500-AAS009-1CSXRA","Mini-Splits","BMS500-AAU009-1AHCXB",10.5,10000,5800,"Yes"]
[203991159,null,"BOSCH","HRCU-A-CB","BMS500-AAS009-1CSXRA","Mini-Splits","BMS500-AAU009-1AHDXB",11.5,10000,6800,"Yes"]
[203991148,null,"BOSCH","HRCU-A-CB-O","BMS500-AAS009-1CSXRA","Mini-Splits","BMS500-AAU009-1AHWXB",10.8,9800,5800,"Yes"]
[9966838,null,"BOSCH","HRCU-A-CB-O","BMS500-AAS009-1CSXXA","Mini-Splits","BMS500-AAU009-1AHXXA",10,9800,6300,"Yes"]
[203991147,null,"BOSCH","HRCU-A-CB-O","BMS500-AAS012-0CSXRB","Mini-Splits","BMS500-AAS012-0AHWXB",10.199999999999999,12000,7600,"Yes"]
[9966839,null,"BOSCH","HRCU-A-CB-O","BMS500-AAS012-0CSXXA","Mini-Splits","BMS500-AAU012-0AHXXA",10,12000,7500,"Yes"]
[204014465,null,"BOSCH","HRCU-A-CB-O","BMS500-AAS012-1CSXHB","Mini-Splits","BMS500-AAU012-1AHCXB",10.6,12000,8700,"Yes"]
[204014468,null,"BOSCH","HRCU-A-CB","BMS500-AAS012-1CSXHB","Mini-Splits","BMS500-AAU012-1AHDXB",11,12000,8500,"Yes"]
[203991153,null,"BOSCH","HRCU-A-CB-O","BMS500-AAS012-1CSXHB","Mini-Splits","BMS500-AAU012-1AHWXB",12,12000,7800,"Yes"]
[203991167,null,"BOSCH","HRCU-A-CB-O","BMS500-AAS012-1CSXRA","Mini-Splits","BMS500-AAU012-1AHCXB",10.5,12000,7500,"Yes"]
[203991160,null,"BOSCH","HRCU-A-CB","BMS500-AAS012-1CSXRA","Mini-Splits","BMS500-AAU012-1AHDXB",11.5,12000,7200]
[203991149,null,"BOSCH","HRCU-A-CB-O","BMS500-AAS012-1CSXRA","Mini-Splits","BMS500-AAU012-1AHWXB",11,12000,7700,"Yes"]
[9966840,null,"BOSCH","HRCU-A-CB-O","BMS500-AAS012-1CSXXA","Mini-Splits","BMS500-AAU012-1AHXXA",9.6,12000,7100]
[204014466,null,"BOSCH","HRCU-A-CB-O","BMS500-AAS018-1CSXHB","Mini-Splits","BMS500-AAU018-1AHCXB",10.5,18000,12000]
[204014469,null,"BOSCH","HRCU-A-CB","BMS500-AAS018-1CSXHB","Mini-Splits","BMS500-AAU018-1AHDXB",11,19000,13400]
[203991154,null,"BOSCH","HRCU-A-CB-O","BMS500-AAS018-1CSXHB","Mini-Splits","BMS500-AAU018-1AHWXB",10.3,18000,10800]
[203991168,null,"BOSCH","HRCU-A-CB-O","BMS500-AAS018-1CSXRA","Mini-Splits","BMS500-AAU018-1AHCXB",10.3,18000,12000,"Yes"]
[203991161,null,"BOSCH","HRCU-A-CB","BMS500-AAS018-1CSXRA","Mini-Splits","BMS500-AAU018-1AHDXB",10.5,18000,12000,"Yes"]
[203991150,null,"BOSCH","HRCU-A-CB-O","BMS500-AAS018-1CSXRA","Mini-Splits","BMS500-AAU018-1AHWXB",10.4,18000,11400,"Yes"]
[204014472,null,"BOSCH","HRCU-A-CB-O","BMS500-AAS018-1CSXXA","Mini-Splits","BMS500-AAU018-1AHCXB",10.3,18000,12000]
[204014473,null,"BOSCH","HRCU-A-CB","BMS500-AAS018-1CSXXA","Mini-Splits","BMS500-AAU018-1AHDXB",10.5,18000,12000]
[204014471,null,"BOSCH","HRCU-A-CB-O","BMS500-AAS018-1CSXXA","Mini-Splits","BMS500-AAU018-1AHWXB",10.4,18000,11400]
[204014477,null,"BOSCH","HRCU-A-CB-O","BMS500-AAS024-1CSXHB","Mini-Splits","BMS500-AAU024-1AHCXB",11.5,24000,16200]
[204014470,null,"BOSCH","HRCU-A-CB","BMS500-AAS024-1CSXHB","Mini-Splits","BMS500-AAU024-1AHDXB",12.5,24000,17200,"Yes"]
[203991155,null,"BOSCH","HRCU-A-CB-O","BMS500-AAS024-1CSXHB","Mini-Splits","BMS500-AAU024-1AHWXB",11.5,24000,15400]
[203991169,null,"BOSCH","HRCU-A-CB-O","BMS500-AAS024-1CSXRA","Mini-Splits","BMS500-AAU024-1AHCXB",10.5,24400,15800,"Yes"]
[203991162,null,"BOSCH","HRCU-A-CB","BMS500-AAS024-1CSXRA","Mini-Splits","BMS500-AAU024-1AHDXB",11,24400,16000,"Yes"]
[203991151,null,"BOSCH","HRCU-A-CB-O","BMS500-AAS024-1CSXRA","Mini-Splits","BMS500-AAU024-1AHWXB",11.5,25000,15300,"Yes"]
[204014475,null,"BOSCH","HRCU-A-CB-O","BMS500-AAS024-1CSXXA","Mini-Splits","BMS500-AAU024-1AHCXB",10.5,24400,15800]
[204014476,null,"BOSCH","HRCU-A-CB","BMS500-AAS024-1CSXXA","Mini-Splits","BMS500-AAU024-1AHDXB",11,24400,16000]
[204014474,null,"BOSCH","HRCU-A-CB-O","BMS500-AAS024-1CSXXA","Mini-Splits","BMS500-AAU024-1AHWXB",11.5,25000,15300]
[203991156,null,"BOSCH","HRCU-A-CB-O","BMS500-AAS030-1CSXRB","Mini-Splits","BMS500-AAS030-1AHWXB",9.4,30000,18500]
[203991170,null,"BOSCH","HRCU-A-CB-O","BMS500-AAS036-1CSXLB","Mini-Splits","BMS500-AAU036-1AHCXB",10.5,38000,25200,"Yes"]
[203991163,null,"BOSCH","HRCU-A-CB","BMS500-AAS036-1CSXLB","Mini-Splits","BMS500-AAU036-1AHDXB",11.5,40000,27600,"Yes"]
[203991171,null,"BOSCH","HRCU-A-CB-O","BMS500-AAS048-1CSXLB","Mini-Splits","BMS500-AAU048-1AHCXB",11,50000,35000,"Yes"]
[203991164,null,"BOSCH","HRCU-A-CB","BMS500-AAS048-1CSXLB","Mini-Splits","BMS500-AAU048-1AHDXB",10.3,49500,33400,"Yes"]
[203991165,null,"BOSCH","HRCU-A-CB","BMS500-AAS060-1CSXLB","Mini-Splits","BMS500-AAU060-1AHDXB",9,60000,37600,"Yes"]
[204030312,null,"Breeze33","HRCU-A-CB-O","BZ33-HP09OUT1","Mini-Splits","BZ33-HP09WALL1",10,10000,6000]
[204030313,null,"Breeze33","HRCU-A-CB-O","BZ33-HP12OUT1","Mini-Splits","BZ33-HP12WALL1",9.5,12000,7500]
[204707603,null,"Breeze33","HMSV-A-CB","BZ33-HP182Z2","Ducted Indoor Units","Multiple combinations, check manufacturer compatibility",10,18500,11500]
[204707607,null,"Breeze33","HMSV-A-CB","BZ33-HP182Z2","Mixed Ducted and Non-Ducted Indoor Units","Multiple combinations, check manufacturer compatibility",9.9,18600,11600]
[204279000,null,"Breeze33","HMSV-A-CB","BZ33-HP182Z2","Non-Ducted Indoor Units","Multiple combinations, check manufacturer compatibility",10.3,19000,12000]
[205470435,null,"Breeze33","HMSV-A-CB","BZ33-HP182Z2-P","Ducted Indoor Units","Multiple combinations, check manufacturer compatibility",10,18500,11500]
[205470436,null,"Breeze33","HMSV-A-CB","BZ33-HP182Z2-P","Mixed Ducted and Non-Ducted Indoor Units","Multiple combinations, check manufacturer compatibility",10.15,18700,11700]
[204030314,null,"Breeze33","HRCU-A-CB-O","BZ33-HP18OUT2","Mini-Splits","BZ33-HP18WALL2",10,18000,11000]
[204030315,null,"Breeze33","HRCU-A-CB-O","BZ33-HP24OUT2","Mini-Splits","BZ33-HP24WALL2",9.5,24000,14400]
[204707604,null,"Breeze33","HMSV-A-CB","BZ33-HP273Z2","Ducted Indoor Units","Multiple combinations, check manufacturer compatibility",10,28000,17600]
[204707609,null,"Breeze33","HMSV-A-CB","BZ33-HP273Z2","Mixed Ducted and Non-Ducted Indoor Units","Multiple combinations, check manufacturer compatibility",9.77,27600,17000]
[204279001,null,"Breeze33","HMSV-A-CB","BZ33-HP273Z2","Non-Ducted Indoor Units","Multiple combinations, check manufacturer compatibility",10.3,28000,17200]
[205470438,null,"Breeze33","HMSV-A-CB","BZ33-HP273Z2-P","Ducted Indoor Units","Multiple combinations, check manufacturer compatibility",10,24000,17600]
[205470439,null,"Breeze33","HMSV-A-CB","BZ33-HP273Z2-P","Mixed Ducted and Non-Ducted Indoor Units","Multiple combinations, check manufacturer compatibility",10.15,24000,17400]
[204707605,null,"Breeze33","HMSV-A-CB","BZ33-HP364Z2","Ducted Indoor Units","Multiple combinations, check manufacturer compatibility",10,37000,23000]
[204707610,null,"Breeze33","HMSV-A-CB","BZ33-HP364Z2","Mixed Ducted and Non-Ducted Indoor Units","Multiple combinations, check manufacturer compatibility",9.9700000000000006,36200,23400]
[204279002,null,"Breeze33","HMSV-A-CB","BZ33-HP364Z2","Non-Ducted Indoor Units","Multiple combinations, check manufacturer compatibility",10.199999999999999,36000,24600]
[205470441,null,"Breeze33","HMSV-A-CB","BZ33-HP364Z2-P","Ducted Indoor Units","Multiple combinations, check manufacturer compatibility",10,30000,23000]
[205470442,null,"Breeze33","HMSV-A-CB","BZ33-HP364Z2-P","Mixed Ducted and Non-Ducted Indoor Units","Multiple combinations, check manufacturer compatibility",10,29000,20200]
[204030316,null,"Breeze33","HRCU-A-CB-O","BZ33-HP36OUT2","Mini-Splits","BZ33-HP36WALL2",10,36000,21400]
[204707606,null,"Breeze33","HMSV-A-CB","BZ33-HP485Z2","Ducted Indoor Units","Multiple combinations, check manufacturer compatibility",11.5,50000,34000]
[204707608,null,"Breeze33","HMSV-A-CB","BZ33-HP485Z2","Mixed Ducted and Non-Ducted Indoor Units","Multiple combinations, check manufacturer compatibility",10.6,49000,32200]
[204279003,null,"Breeze33","HMSV-A-CB","BZ33-HP485Z2","Non-Ducted Indoor Units","Multiple combinations, check manufacturer compatibility",10.199999999999999,48000,29600]
[205470444,null,"Breeze33","HMSV-A-CB","BZ33-HP485Z2-P","Ducted Indoor Units","Multiple combinations, check manufacturer compatibility",11.5,50000,34000]
[205470445,null,"Breeze33","HMSV-A-CB","BZ33-HP485Z2-P","Mixed Ducted and Non-Ducted Indoor Units","Multiple combinations, check manufacturer compatibility",10.85,49000,31800]
[204030300,null,"Breeze33","HRCU-A-CB-O","BZ33-HYP09HPOUT2","Mini-Splits","BZ33-CASS09",10.8,10000,6700]
[204030303,null,"Breeze33","HRCU-A-CB","BZ33-HYP09HPOUT2","Mini-Splits","BZ33-DIDU9",12,10000,7200]
[204030296,null,"Breeze33","HRCU-A-CB-O","BZ33-HYP09HPOUT2","Mini-Splits","BZ33-HYP09WALL2",11.2,10900,6900]
[204030301,null,"Breeze33","HRCU-A-CB-O","BZ33-HYP12HPOUT2","Mini-Splits","BZ33-CASS12",10.6,12000,8700]
[204030304,null,"Breeze33","HRCU-A-CB","BZ33-HYP12HPOUT2","Mini-Splits","BZ33-DIDU12",11,12000,8500]
[204030297,null,"Breeze33","HRCU-A-CB-O","BZ33-HYP12HPOUT2","Mini-Splits","BZ33-HYP12WALL2",12,12000,7800]
[204030306,null,"Breeze33","HRCU-A-CB-O","BZ33-HYP12HPOUT2","Mini-Splits","BZ33-ICM12",10.5,12000,9600]
[204711128,null,"Breeze33","HMSV-A-CB","BZ33-HYP18HP2Z2","Non-Ducted Indoor Units","Multiple combinations, check manufacturer compatibility",9.8000000000000007,20000,12600]
[204711131,null,"Breeze33","HMSV-A-CB","BZ33-HYP18HP2Z2","Mixed Ducted and Non-Ducted Indoor Units","Multiple combinations, check manufacturer compatibility",9.4,19000,12300]
[204711134,null,"Breeze33","HMSV-A-CB","BZ33-HYP18HP2Z2","Ducted Indoor Units","Multiple combinations, check manufacturer compatibility",9.8000000000000007,19000,12600]
[205470447,null,"Breeze33","HMSV-A-CB","BZ33-HYP18HP2Z2-P","Ducted Indoor Units","Multiple combinations, check manufacturer compatibility",9.8000000000000007,19000,12600]
[205470448,null,"Breeze33","HMSV-A-CB","BZ33-HYP18HP2Z2-P","Mixed Ducted and Non-Ducted Indoor Units","Multiple combinations, check manufacturer compatibility",9.4,19000,12300]
[204030302,null,"Breeze33","HRCU-A-CB-O","BZ33-HYP18HPOUT2","Mini-Splits","BZ33-CASS18",10.5,18000,12000]
[204030305,null,"Breeze33","HRCU-A-CB","BZ33-HYP18HPOUT2","Mini-Splits","BZ33-DIDU18",11,19000,13400]
[204030298,null,"Breeze33","HRCU-A-CB-O","BZ33-HYP18HPOUT2","Mini-Splits","BZ33-HYP18WALL2",10.3,18000,10800]
[204030307,null,"Breeze33","HRCU-A-CB-O","BZ33-HYP18HPOUT2","Mini-Splits","BZ33-IFMU18",10.6,18000,13400]
[204030317,null,"Breeze33","HRCU-A-CB-O","BZ33-HYP24HPOUT2","Mini-Splits","BZ33-CASS24",11.5,24000,16200]
[204030299,null,"Breeze33","HRCU-A-CB-O","BZ33-HYP24HPOUT2","Mini-Splits","BZ33-HYP24WALL2",11.5,24000,15400]
[204711129,null,"Breeze33","HMSV-A-CB","BZ33-HYP27HP3Z2","Non-Ducted Indoor Units","Multiple combinations, check manufacturer compatibility",10.4,31400,18000]
[204711132,null,"Breeze33","HMSV-A-CB","BZ33-HYP27HP3Z2","Mixed Ducted and Non-Ducted Indoor Units","Multiple combinations, check manufacturer compatibility",9.98,28600,17300]
[204711135,null,"Breeze33","HMSV-A-CB","BZ33-HYP27HP3Z2","Ducted Indoor Units","Multiple combinations, check manufacturer compatibility",10,28400,16600]
[205470450,null,"Breeze33","HMSV-A-CB","BZ33-HYP27HP3Z2-P","Ducted Indoor Units","Multiple combinations, check manufacturer compatibility",10,28400,16600]
[205470451,null,"Breeze33","HMSV-A-CB","BZ33-HYP27HP3Z2-P","Mixed Ducted and Non-Ducted Indoor Units","Multiple combinations, check manufacturer compatibility",9.98,28600,17300]
[204711126,null,"Breeze33","HRCU-A-CB-O","BZ33-HYP30HPOUT2","Mini-Splits","BZ33-HYP30WALL2",9.4,30000,18500]
[204711130,null,"Breeze33","HMSV-A-CB","BZ33-HYP36HP4Z2","Non-Ducted Indoor Units","Multiple combinations, check manufacturer compatibility",10.5,36000,23200]
[204711133,null,"Breeze33","HMSV-A-CB","BZ33-HYP36HP4Z2","Mixed Ducted and Non-Ducted Indoor Units","Multiple combinations, check manufacturer compatibility",10.23,36200,24000]
[204711136,null,"Breeze33","HMSV-A-CB","BZ33-HYP36HP4Z2","Ducted Indoor Units","Multiple combinations, check manufacturer compatibility",11,37000,24600]
[205470453,null,"Breeze33","HMSV-A-CB","BZ33-HYP36HP4Z2-P","Ducted Indoor Units","Multiple combinations, check manufacturer compatibility",11,37000,24600]
[205470454,null,"Breeze33","HMSV-A-CB","BZ33-HYP36HP4Z2-P","Mixed Ducted and Non-Ducted Indoor Units","Multiple combinations, check manufacturer compatibility",10.75,36400,23800]
[205470456,null,"Breeze33","HMSV-A-CB","BZ33-HYP48HP5Z2-P","Ducted Indoor Units","Multiple combinations, check manufacturer compatibility",10.5,50000,28000]
[205470457,null,"Breeze33","HMSV-A-CB","BZ33-HYP48HP5Z2-P","Mixed Ducted and Non-Ducted Indoor Units","Multiple combinations, check manufacturer compatibility",10.4,49500,29000]
[8738648,null,"BRYANT","HRCU-A-CB-O","38MAQB09R--1","Mini-Splits","619PAQ009BBMA",11.2,11000,6500]
[200059150,10056162,"BRYANT","HRCU-A-CB-O","38MAQB09R--3","Mini-Splits","40MBCQ09---3",10.8,10000,6700,"Yes"]
[201846963,null,"BRYANT","HRCU-A-CB","38MAQB09R--3","Mini-Splits","40MBDQ09---3",12,10000,7200,"Yes"]
[8738646,null,"BRYANT","HRCU-A-CB-O","38MAQB09R--3","Mini-Splits","619PEQ009BBMA",11.2,10900,6900,"Yes"]
[8856641,null,"BRYANT","HRCU-A-CB-O","38MAQB09R--3","Mini-Splits","619REQ009CBMA",10.8,10000,6700]
[8738647,null,"BRYANT","HRCU-A-CB-O","38MAQB12R--1","Mini-Splits","619PAQ012BBMA",10.199999999999999,12000,7600,"Yes"]
[200059154,10056164,"BRYANT","HRCU-A-CB-O","38MAQB12R--3","Mini-Splits","40MBCQ12---3",10.6,12000,8700,"Yes"]
[201846964,null,"BRYANT","HRCU-A-CB","38MAQB12R--3","Mini-Splits","40MBDQ12---3",11,12000,8500,"Yes"]
[200059156,10056165,"BRYANT","HRCU-A-CB-O","38MAQB12R--3","Mini-Splits","40MBFQ12---3",10.5,12000,9600,"Yes"]
[8738645,null,"BRYANT","HRCU-A-CB-O","38MAQB12R--3","Mini-Splits","619PEQ012BBMA",12,12000,7800,"Yes"]
[8856647,null,"BRYANT","HRCU-A-CB-O","38MAQB12R--3","Mini-Splits","619REQ012CBMA",10.6,12000,8700]
[8856648,null,"BRYANT","HRCU-A-CB-O","38MAQB12R--3","Mini-Splits","619REQ012FBMA",10.5,12000,9600]
[200059245,10348394,"BRYANT","HRCU-A-CB","38MAQB12R--3","Mini-Splits","FFMANP019T00",10,12000,7400]
[200059243,10348393,"BRYANT","HRCU-A-CB","38MAQB12R--3","Mini-Splits","FPMBN*018",10,12000,8800]
[200059158,10056166,"BRYANT","HRCU-A-CB-O","38MAQB18R--3","Mini-Splits","40MBCQ18---3",10.5,18000,12000,"Yes"]
[200059142,10056158,"BRYANT","HRCU-A-CB","38MAQB18R--3","Mini-Splits","40MBDQ18---3",11,19000,13400,"Yes"]
[201846965,null,"BRYANT","HRCU-A-CB-O","38MAQB18R--3","Mini-Splits","40MBFQ18---3",10.6,18000,13400,"Yes"]
[8738644,null,"BRYANT","HRCU-A-CB-O","38MAQB18R--3","Mini-Splits","619PEQ018BBMA",10.3,18000,10800,"Yes"]
[8856654,null,"BRYANT","HRCU-A-CB-O","38MAQB18R--3","Mini-Splits","619REQ018CBMA",10.5,18000,12000,"Yes"]
[200059249,10348396,"BRYANT","HRCU-A-CB","38MAQB18R--3","Mini-Splits","FFMANP019T00",11.2,18000,13000]
[201847024,null,"BRYANT","HRCU-A-CB-O","38MAQB24R--3","Mini-Splits","40MBCQ24---3",11.5,24000,16200,"Yes"]
[200059144,10056159,"BRYANT","HRCU-A-CB","38MAQB24R--3","Mini-Splits","40MBDQ24---3",12.5,24000,17200,"Yes"]
[201847028,null,"BRYANT","HRCU-A-CB-O","38MAQB24R--3","Mini-Splits","40MBFQ24---3",11.5,24000,17200,"Yes"]
[8738643,null,"BRYANT","HRCU-A-CB-O","38MAQB24R--3","Mini-Splits","619PEQ024BBMA",11.5,24000,15400,"Yes"]
[200059253,10348398,"BRYANT","HRCU-A-CB","38MAQB24R--3","Mini-Splits","FFMANP025T00",11,24000,17200]
[200059251,10348397,"BRYANT","HRCU-A-CB","38MAQB24R--3","Mini-Splits","FPMBN*024",10.6,24000,15000]
[8738642,null,"BRYANT","HRCU-A-CB-O","38MAQB30R--3","Mini-Splits","619PEQ030BBMA",9.4,30000,18500]
[200059257,10348400,"BRYANT","HRCU-A-CB","38MAQB30R--3","Mini-Splits","FFMANP031T00",10,30000,21400]
[200059255,10348399,"BRYANT","HRCU-A-CB","38MAQB30R--3","Mini-Splits","FPMBN*030",10,30000,20600]
[200059259,10348401,"BRYANT","HRCU-A-CB","38MAQB36R--3","Mini-Splits","FFMANP037T00",10.5,36000,23600]
[201847025,null,"BRYANT","HRCU-A-CB-O","38MBRQ36A--3","Mini-Splits","40MBCQ36---3",10.5,38000,25200,"Yes"]
[200059146,10056160,"BRYANT","HRCU-A-CB","38MBRQ36A--3","Mini-Splits","40MBDQ36---3",11.5,40000,27600,"Yes"]
[201847029,null,"BRYANT","HRCU-A-CB-O","38MBRQ36A--3","Mini-Splits","40MBFQ36---3",10,38000,25400,"Yes"]
[201847026,null,"BRYANT","HRCU-A-CB-O","38MBRQ48A--3","Mini-Splits","40MBCQ48---3",11,50000,35000,"Yes"]
[200059148,10056161,"BRYANT","HRCU-A-CB","38MBRQ48A--3","Mini-Splits","40MBDQ48---3",10.3,49500,33400,"Yes"]
[201847030,null,"BRYANT","HRCU-A-CB-O","38MBRQ48A--3","Mini-Splits","40MBFQ48---3",11,50000,35000,"Yes"]
[201847027,null,"BRYANT","HRCU-A-CB","38MBRQ58A--3","Mini-Splits","40MBDQ58---3",9,60000,37600,"Yes"]
[201847031,null,"BRYANT","HRCU-A-CB-O","38MBRQ58A--3","Mini-Splits","40MBFQ58---3",10.5,60000,39000,"Yes"]
[204722810,null,"BRYANT","HMSV-A-CB","38MGRQ18B--3","Mixed Ducted and Non-Ducted Indoor Units","Multiple combinations, check manufacturer compatibility",10.15,18700,11700,"Yes"]
[9118462,null,"BRYANT","HMSV-A-CB","38MGRQ18B--3","Non-Ducted Indoor Units","Multiple combinations, check manufacturer compatibility",10.3,19000,12000,"Yes"]
[202345970,null,"BRYANT","HMSV-A-CB","38MGRQ18B--3","Ducted Indoor Units","Multiple combinations, check manufacturer compatibility",10,18500,11500,"Yes"]
[204722811,null,"BRYANT","HMSV-A-CB","38MGRQ24C--3","Mixed Ducted and Non-Ducted Indoor Units","Multiple combinations, check manufacturer compatibility",10.15,24000,17400,"Yes"]
[204707614,null,"BRYANT","HMSV-A-CB","38MGRQ24C--3","Ducted Indoor Units","Multiple combinations, check manufacturer compatibility",10,24000,17600,"Yes"]
[204711107,null,"BRYANT","HMSV-A-CB","38MGRQ24C--3","Non-Ducted Indoor Units","Multiple combinations, check manufacturer compatibility",10.3,24000,17200,"Yes"]
[204520278,null,"BRYANT","HMSV-A-CB","38MGRQ24C--3","Non-Ducted Indoor Units","Multiple combinations, check manufacturer compatibility",10.3,28000,17200]
[204722812,null,"BRYANT","HMSV-A-CB","38MGRQ30D--3","Mixed Ducted and Non-Ducted Indoor Units","Multiple combinations, check manufacturer compatibility",10,29000,20200,"Yes"]
[204711113,null,"BRYANT","HMSV-A-CB","38MGRQ30D--3","Ducted Indoor Units","Multiple combinations, check manufacturer compatibility",10,30000,23000,"Yes"]
[9854627,null,"BRYANT","HMSV-A-CB","38MGRQ30D--3","Non-Ducted Indoor Units","Multiple combinations, check manufacturer compatibility",10,28000,17400,"Yes"]
[204722813,null,"BRYANT","HMSV-A-CB","38MGRQ36D--3","Mixed Ducted and Non-Ducted Indoor Units","Multiple combinations, check manufacturer compatibility",10.75,36400,23800,"Yes"]
[9118474,null,"BRYANT","HMSV-A-CB","38MGRQ36D--3","Non-Ducted Indoor Units","Multiple combinations, check manufacturer compatibility",10.5,36000,23200,"Yes"]
[202345973,null,"BRYANT","HMSV-A-CB","38MGRQ36D--3","Ducted Indoor Units","Multiple combinations, check manufacturer compatibility",11,37000,24600,"Yes"]
[204722814,null,"BRYANT","HMSV-A-CB","38MGRQ48E--3","Mixed Ducted and Non-Ducted Indoor Units","Multiple combinations, check manufacturer compatibility",10.85,49000,31800,"Yes"]
[9118478,null,"BRYANT","HMSV-A-CB","38MGRQ48E--3","Non-Ducted Indoor Units","Multiple combinations, check manufacturer compatibility",10.199999999999999,48000,29600,"Yes"]
[202345974,null,"BRYANT","HMSV-A-CB","38MGRQ48E--3","Ducted Indoor Units","Multiple combinations, check manufacturer compatibility",11.5,50000,34000,"Yes"]
[201847020,null,"BRYANT","HRCU-A-CB-O","38MHRBQ09AA3","Mini-Splits","40MHHQ09---3",10,9800,5800]
[201847019,null,"BRYANT","HRCU-A-CB-O","38MHRBQ12AA1","Mini-Splits","40MHHQ12---1",10.6,12000,7200]
[201847021,null,"BRYANT","HRCU-A-CB-O","38MHRBQ12AA3","Mini-Splits","40MHHQ12---3",9.6,12000,7300]
[201847022,null,"BRYANT","HRCU-A-CB-O","38MHRBQ18AA3","Mini-Splits","40MHHQ18---3",10.6,18000,11400]
[201847023,null,"BRYANT","HRCU-A-CB-O","38MHRBQ24AA3","Mini-Splits","40MHHQ24---3",9.6,24800,15300]
[200059130,10056138,"BRYANT","HRCU-A-CB-O","38MHRQ09A--3","Mini-Splits","40MHHQ09---3",9,9800,6000]
[200059133,10056139,"BRYANT","HRCU-A-CB-O","38MHRQ12A--3","Mini-Splits","40MHHQ12---3",9,12000,7500]
[200059136,10056140,"BRYANT","HRCU-A-CB-O","38MHRQ18A--3","Mini-Splits","40MHHQ18---3",9,18000,11500]
[201803826,null,"BRYANT","HRCU-A-CB-O","38MHRQ24A--3","Mini-Splits","40MHHQ24--- 3 ",9,26200,15000]
[201753409,null,"BRYANT","HRCU-A-CB-O","38MPRAQ09AA3","Mini-Splits","619PHAQ09XA3",15,10000,7200,"Yes"]
[201753412,null,"BRYANT","HRCU-A-CB-O","38MPRAQ12AA3","Mini-Splits","619PHAQ12XA3",14,12000,6800,"Yes"]
[202463636,null,"BRYANT","HRCU-A-CB-O","38MPRAQ18AA3","Mini-Splits","619PHAQ18XA3",14,18000,12300,"Yes"]
[202463637,null,"BRYANT","HRCU-A-CB-O","38MPRAQ24AA3","Mini-Splits","619PHAQ24XA3",12,24000,15400,"Yes"]
[201863363,null,"BRYANT","HMSV-A-CB","38VMA036HDS3-1","Non-Ducted Indoor Units","Multiple combinations, check manufacturer compatibility",9.1999999999999993,40000,25000]
[201863364,null,"BRYANT","HMSV-A-CB","38VMA036HDS3-1","Ducted Indoor Units","Multiple combinations, check manufacturer compatibility",9.6,40000,25000,"Yes"]
[201863365,null,"BRYANT","HMSV-A-CB","38VMA048HDS3-1","Non-Ducted Indoor Units","Multiple combinations, check manufacturer compatibility",9.1999999999999993,52500,34000]
[201863366,null,"BRYANT","HMSV-A-CB","38VMA048HDS3-1","Ducted Indoor Units","Multiple combinations, check manufacturer compatibility",9.6,52500,34000,"Yes"]
[201863367,null,"BRYANT","HMSV-A-CB","38VMA060HDS3-1","Non-Ducted Indoor Units","Multiple combinations, check manufacturer compatibility",10,66000,42000]
[201863368,null,"BRYANT","HMSV-A-CB","38VMA060HDS3-1","Ducted Indoor Units","Multiple combinations, check manufacturer compatibility",10,66000,42000]
[205282604,null,"BRYANT","HMSV-A-CB","38VMB036HDS3-1","Non-Ducted Indoor Units","Multiple combinations, check manufacturer compatibility",9.1999999999999993,40000,25000]
[205282605,null,"BRYANT","HMSV-A-CB","38VMB036HDS3-1","Ducted Indoor Units","Multiple combinations, check manufacturer compatibility",9.6,40000,25000,"Yes"]
[205282606,null,"BRYANT","HMSV-A-CB","38VMB036HDS3-1","Mixed Ducted and Non-Ducted Indoor Units","Multiple combinations, check manufacturer compatibility",9.4,40000,25000]
[205282607,null,"BRYANT","HMSV-A-CB","38VMB048HDS3-1","Non-Ducted Indoor Units","Multiple combinations, check manufacturer compatibility",9.1999999999999993,52500,34000]
[205282608,null,"BRYANT","HMSV-A-CB","38VMB048HDS3-1","Ducted Indoor Units","Multiple combinations, check manufacturer compatibility",9.6,52500,34000,"Yes"]
[205282609,null,"BRYANT","HMSV-A-CB","38VMB048HDS3-1","Mixed Ducted and Non-Ducted Indoor Units","Multiple combinations, check manufacturer compatibility",9.4,52500,34000]
[205282610,null,"BRYANT","HMSV-A-CB","38VMB060HDS3-1","Non-Ducted Indoor Units","Multiple combinations, check manufacturer compatibility",10,66000,42000]
[205282611,null,"BRYANT","HMSV-A-CB","38VMB060HDS3-1","Ducted Indoor Units","Multiple combinations, check manufacturer compatibility",10,66000,42000]
[205282612,null,"BRYANT","HMSV-A-CB","38VMB060HDS3-1","Mixed Ducted and Non-Ducted Indoor Units","Multiple combinations, check manufacturer compatibility",10,66000,42000]
[8016597,null,"BRYANT","HRCU-A-CB-O","538FEQ009RBGAAAA","Mini-Splits","619FEQ009BBGAAAA",10.3,9000,5500]
[8016598,null,"BRYANT","HRCU-A-CB-O","538FEQ009RBGAAAA","Mini-Splits","619FEQ009HBGAAAA",10.3,9000,5500]
[8016599,null,"BRYANT","HRCU-A-CB-O","538FEQ012RBGAAAA","Mini-Splits","619FEQ012BBGAAAA",10.3,13000,8500]
[8016600,null,"BRYANT","HRCU-A-CB-O","538FEQ012RBGAAAA","Mini-Splits","619FEQ012HBGAAAA",10.3,13000,8500]
[8016601,null,"BRYANT","HRCU-A-CB-O","538FEQ018RBGAAAA","Mini-Splits","619FEQ018BBGAAAA",10.3,19000,12700]
[8016602,null,"BRYANT","HRCU-A-CB-O","538FEQ018RBGAAAA","Mini-Splits","619FEQ018HBGAAAA",10.3,19000,12700]
[202081019,null,"C&H","HRCU-A-CB-O","CH-09DKT230VO","Mini-Splits","CH-09DKT230VI",11.2,10900,6900,"Yes"]
[204098424,null,"C&H","HRCU-A-CB","CH-09DKT230VO","Mini-Splits","CH-09LCDTU/I",12,10000,7200,"Yes"]
[204098416,null,"C&H","HRCU-A-CB-O","CH-09DKT230VO","Mini-Splits","CH-09MSPHCT-230VI",10.8,10000,6700]
[204098430,null,"C&H","HRCU-A-CB-O","CH-09DKT230VO","Mini-Splits","CH-09MSPHMC-230VI",11.6,10000,6600]
[9150141,null,"C&H","HRCU-A-CB-O","CH09KRL230VO","Mini-Splits","CH09KRL230VI",10,9800,5800]
[201992972,null,"C&H","HRCU-A-CB","CH-09LCU/O","Mini-Splits","CH-09LCDTU/I",11.5,10000,6800]
[9495310,null,"C&H","HRCU-A-CB-O","CH09-MIA115VO","Mini-Splits","CH09-MIA115VI",9,9800,5800]
[203748693,null,"C&H","HRCU-A-CB-O","CH-09MIA115VO","Mini-Splits","CH-09MIA115VI",10,10000,6000,"Yes"]
[204745016,null,"C&H","HRCU-A-CB-O","CH-09MIA230VO","Mini-Splits","CH-09MIA230VI",9.5,9000,6000]
[9119306,null,"C&H","HRCU-A-CB-O","CH-09SPH-115VO","Mini-Splits","CH-09SPH-115VI",10.5,9800,5900]
[205047857,null,"C&H","HRCU-A-CB-O","CH-09SPH-230VO","Mini-Splits","CH-09DKT230VI",10.8,9800,5800,"Yes"]
[204098420,null,"C&H","HRCU-A-CB","CH-09SPH-230VO","Mini-Splits","CH-09LCDTU/I",11.5,10000,6800,"Yes"]
[204098412,null,"C&H","HRCU-A-CB-O","CH-09SPH-230VO","Mini-Splits","CH-09MSPHCT-230VI",10.5,10000,5800,"Yes"]
[204098428,null,"C&H","HRCU-A-CB-O","CH-09SPH-230VO","Mini-Splits","CH-09MSPHMC-230VI",10.5,10000,5900]
[205421171,null,"C&H","HRCU-A-CB-O","CH-09SPH-230VO","Mini-Splits","CH-09MSPHWM-230VI",10.5,9800,6400]
[9119324,null,"C&H","HRCU-A-CB-O","CH-09SPH-230VO","Mini-Splits","CH-09SPH-230VI",10.5,9800,6400,"Yes"]
[205263877,null,"C&H","HRCU-A-CB-O","CH-09SPH-230VO","Mini-Splits","CH-D09MSPHWM-230VI",10.8,9800,5800]
[205263852,null,"C&H","HRCU-A-CB","CH-09SPH-230VO","Mini-Splits","CH-M09DTUI",11.5,10000,6800]
[9119143,null,"C&H","HRCU-A-CB-O","CH09VCT115VO","Mini-Splits","CH09VCT115VI",10.5,9900,6100]
[9119139,null,"C&H","HRCU-A-CB-O","CH09VCT230VO","Mini-Splits","CH09VCT230VI",10.5,11000,6800]
[202081220,null,"C&H","HRCU-A-CB-O","CH-12DKT230VO","Mini-Splits","CH-12DKT230VI",12,12000,7800,"Yes"]
[204098425,null,"C&H","HRCU-A-CB","CH-12DKT230VO","Mini-Splits","CH-12LCDTU/I",11,12000,8500,"Yes"]
[204098417,null,"C&H","HRCU-A-CB-O","CH-12DKT230VO","Mini-Splits","CH-12MSPHCT-230VI",10.6,12000,8700,"Yes"]
[204098431,null,"C&H","HRCU-A-CB-O","CH-12DKT230VO","Mini-Splits","CH-12MSPHMC-230VI",10.5,12000,9600]
[9150142,null,"C&H","HRCU-A-CB-O","CH12KRL230VO","Mini-Splits","CH12KRL230VI",10,13000,8000]
[201992973,null,"C&H","HRCU-A-CB","CH-12LCU/O","Mini-Splits","CH-12LCDTU/I",11.5,12000,7200]
[9495311,null,"C&H","HRCU-A-CB-O","CH12MIA115VO","Mini-Splits","CH12-MIA115VI",9,12000,7500]
[203748701,null,"C&H","HRCU-A-CB-O","CH-12MIA115VO","Mini-Splits","CH-12MIA115VI",9,12000,7500]
[9495313,null,"C&H","HRCU-A-CB-O","CH12MIA230VO","Mini-Splits","CH12-MIA230VI",9.3000000000000007,12000,6800]
[204543107,null,"C&H","HRCU-A-CB-O","CH-12MIA230VO","Mini-Splits","CH-12MIA230VI",9,11800,6800]
[9119323,null,"C&H","HRCU-A-CB-O","CH-12SPH-115VO","Mini-Splits","CH-12SPH-115VI",11.2,12000,7100,"Yes"]
[205263867,null,"C&H","HRCU-A-CB-O","CH-12SPH-115VO","Mini-Splits","CH-12SPHWM-115VI",11.2,12000,7100]
[205104725,null,"C&H","HRCU-A-CB-O","CH-12SPH-230VO","Mini-Splits","CH-12DKT230VI",11,12000,7700,"Yes"]
[204098421,null,"C&H","HRCU-A-CB","CH-12SPH-230VO","Mini-Splits","CH-12LCDTU/I",11.5,12000,7200]
[204098413,null,"C&H","HRCU-A-CB-O","CH-12SPH-230VO","Mini-Splits","CH-12MSPHCT-230VI",10.5,12000,7500,"Yes"]
[204098429,null,"C&H","HRCU-A-CB-O","CH-12SPH-230VO","Mini-Splits","CH-12MSPHMC-230VI",10,12000,7200,"Yes"]
[205263868,null,"C&H","HRCU-A-CB-O","CH-12SPH-230VO","Mini-Splits","CH-12MSPHWM-230VI",9.8000000000000007,12000,7200]
[9119325,null,"C&H","HRCU-A-CB-O","CH-12SPH-230VO","Mini-Splits","CH-12SPH-230VI",9.8000000000000007,12000,7200]
[205263878,null,"C&H","HRCU-A-CB-O","CH-12SPH-230VO","Mini-Splits","CH-D12MSPHWM-230VI",11,12000,7700]
[205263854,null,"C&H","HRCU-A-CB","CH-12SPH-230VO","Mini-Splits","CH-M12DTUI",11.5,12000,7200]
[9119145,null,"C&H","HRCU-A-CB-O","CH12VCT115VO","Mini-Splits","CH12VCT115VI",10.199999999999999,12200,6800]
[9119140,null,"C&H","HRCU-A-CB-O","CH12VCT230VO","Mini-Splits","CH12VCT230VI",11,13000,7100]
[202081274,null,"C&H","HRCU-A-CB-O","CH-18DKT230VO","Mini-Splits","CH-18DKT230VI",10.3,18000,10800]
[204098426,null,"C&H","HRCU-A-CB","CH-18DKT230VO","Mini-Splits","CH-18LCDTU/I",11,19000,13400]
[204098418,null,"C&H","HRCU-A-CB-O","CH-18DKT230VO","Mini-Splits","CH-18MSPHCT-230VI",10.5,18000,12000]
[204098434,null,"C&H","HRCU-A-CB-O","CH-18DKT230VO","Mini-Splits","CH-18MSPHFC-230VI",10.6,18000,13400]
[9150143,null,"C&H","HRCU-A-CB-O","CH18KRL230VO","Mini-Splits","CH18KRL230VI",10,19000,12100]
[201992974,null,"C&H","HRCU-A-CB","CH-18LCU/O","Mini-Splits","CH-18LCDTU/I",10.5,18000,12000]
[9495314,null,"C&H","HRCU-A-CB-O","CH18-MIA230VO","Mini-Splits","CH18-MIA230VI",9.8000000000000007,18000,12200]
[203748694,null,"C&H","HRCU-A-CB-O","CH-18MIA230VO","Mini-Splits","CH-18MIA230VI",9.8000000000000007,18000,12200]
[205263883,null,"C&H","HMSV-A-CB","CH18MSPH230VO","Non-Ducted Indoor Units","Multiple combinations, check manufacturer compatibility",10.3,19000,12000]
[205263884,null,"C&H","HMSV-A-CB","CH18MSPH230VO","Ducted Indoor Units","Multiple combinations, check manufacturer compatibility",10,18500,11500]
[205263885,null,"C&H","HMSV-A-CB","CH18MSPH230VO","Mixed Ducted and Non-Ducted Indoor Units","Multiple combinations, check manufacturer compatibility",10.15,18700,11700]
[205104722,null,"C&H","HMSV-A-CB","CH18MSPH230VO","Non-Ducted Indoor Units","Multiple combinations, check manufacturer compatibility",10.3,19000,12000,"Yes"]
[9119328,null,"C&H","HMSV-A-CB","CH18MSPH230VO","Non-Ducted Indoor Units","Multiple combinations, check manufacturer compatibility",10,18000,11800]
[9119159,null,"C&H","HMSV-A-CB","CH18MVCT230VO","Ducted Indoor Units","Multiple combinations, check manufacturer compatibility",9,19000,12300]
[9119163,null,"C&H","HMSV-A-CB","CH18MVCT230VO","Mixed Ducted and Non-Ducted Indoor Units","Multiple combinations, check manufacturer compatibility",9,19000,12300]
[9119165,null,"C&H","HRCU-A-CB-O","CH18MVCT230VO","Non-Ducted Indoor Units","Multiple combinations, check manufacturer compatibility",9,19000,12300]
[205104726,null,"C&H","HRCU-A-CB-O","CH-18SPH-230VO","Mini-Splits","CH-18DKT230VI",10.4,18000,11400,"Yes"]
[204098422,null,"C&H","HRCU-A-CB","CH-18SPH-230VO","Mini-Splits","CH-18LCDTU/I",10.5,18000,12000,"Yes"]
[204098414,null,"C&H","HRCU-A-CB-O","CH-18SPH-230VO","Mini-Splits","CH-18MSPHCT-230VI",10.3,18000,12000,"Yes"]
[204098432,null,"C&H","HRCU-A-CB-O","CH-18SPH-230VO","Mini-Splits","CH-18MSPHFC-230VI",10.5,18000,12000,"Yes"]
[205263869,null,"C&H","HRCU-A-CB-O","CH-18SPH-230VO","Mini-Splits","CH-18MSPHWM-230VI",10,18000,10400]
[9119326,null,"C&H","HRCU-A-CB-O","CH-18SPH-230VO","Mini-Splits","CH-18SPH-230VI",10,18000,10400,"Yes"]
[205263879,null,"C&H","HRCU-A-CB-O","CH-18SPH-230VO","Mini-Splits","CH-D18MSPHWM-230VI",10.4,18000,11400]
[205263856,null,"C&H","HRCU-A-CB","CH-18SPH-230VO","Mini-Splits","CH-M18DTUI",10.5,18000,12000]
[9119141,null,"C&H","HRCU-A-CB-O","CH18VCT230VO","Mini-Splits","CH18VCT230VI",10.5,19800,12400]
[202081317,null,"C&H","HRCU-A-CB-O","CH-24DKT230VO","Mini-Splits","CH-24DKT230VI",11.5,24000,15400]
[204098427,null,"C&H","HRCU-A-CB","CH-24DKT230VO","Mini-Splits","CH-24LCDTU/I",12.5,24000,17200,"Yes"]
[204098419,null,"C&H","HRCU-A-CB-O","CH-24DKT230VO","Mini-Splits","CH-24MSPHCT-230VI",11.5,24000,16200]
[204098435,null,"C&H","HRCU-A-CB-O","CH-24DKT230VO","Mini-Splits","CH-24MSPHFC-230VI",11.5,24000,17200]
[9150144,null,"C&H","HRCU-A-CB-O","CH24KRL230VO","Mini-Splits","CH24KRL230VI",10,25000,15300]
[10443490,null,"C&H","HRCU-A-CB","CH-24LCDTU/O","Mini-Splits","CH-24LCDTU/I",12.5,24000,17200,"Yes"]
[201755335,null,"C&H","HRCU-A-CB","CH-24LCU/O","Mini-Splits","CH-24LCDTU/I",12.5,24000,17200,"Yes"]
[205263857,null,"C&H","HRCU-A-CB","CH-24LCU/O","Mini-Splits","CH-M24DTUI",12.5,24000,17200]
[203748695,null,"C&H","HRCU-A-CB-O","CH-24MIA230VO","Mini-Splits","CH-24MIA230VI",9,25000,14800]
[9119166,null,"C&H","HMSV-A-CB","CH24MVCT230VO","Ducted Indoor Units","Multiple combinations, check manufacturer compatibility",9,29000,17800]
[9119167,null,"C&H","HMSV-A-CB","CH24MVCT230VO","Mixed Ducted and Non-Ducted Indoor Units","Multiple combinations, check manufacturer compatibility",9.6,29000,17800]
[9119168,null,"C&H","HRCU-A-CB-O","CH24MVCT230VO","Non-Ducted Indoor Units","Multiple combinations, check manufacturer compatibility",10.199999999999999,29000,17800]
[205104727,null,"C&H","HRCU-A-CB-O","CH-24SPH-230VO","Mini-Splits","CH-24DKT230VI",11.5,25000,15300,"Yes"]
[204098423,null,"C&H","HRCU-A-CB","CH-24SPH-230VO","Mini-Splits","CH-24LCDTU/I",11,24400,16000,"Yes"]
[204098415,null,"C&H","HRCU-A-CB-O","CH-24SPH-230VO","Mini-Splits","CH-24MSPHCT-230VI",10.5,24400,15800,"Yes"]
[204098433,null,"C&H","HRCU-A-CB-O","CH-24SPH-230VO","Mini-Splits","CH-24MSPHFC-230VI",11,24000,15000,"Yes"]
[205263870,null,"C&H","HRCU-A-CB-O","CH-24SPH-230VO","Mini-Splits","CH-24MSPHWM-230VI",10,25000,15300]
[9119327,null,"C&H","HRCU-A-CB-O","CH-24SPH-230VO","Mini-Splits","CH-24SPH-230VI",10,25000,15300]
[205263880,null,"C&H","HRCU-A-CB-O","CH-24SPH-230VO","Mini-Splits","CH-D24MSPHWM-230VI",11.5,25000,15300]
[205263859,null,"C&H","HRCU-A-CB","CH-24SPH-230VO","Mini-Splits","CH-M24DTUI",11,24400,16000]
[9119142,null,"C&H","HRCU-A-CB-O","CH24VCT230VO","Mini-Splits","CH24VCT230VI",10,23000,14600]
[9119329,null,"C&H","HMSV-A-CB","CH28MSPH230VO","Specific","CH-09SPH-230VICH-09SPH-230VICH-09SPH-230VI",9.8000000000000007,28000,16800]
[205263886,null,"C&H","HMSV-A-CB","CH28MSPH230VO","Non-Ducted Indoor Units","Multiple combinations, check manufacturer compatibility",10.3,24000,17200]
[205263887,null,"C&H","HMSV-A-CB","CH28MSPH230VO","Ducted Indoor Units","Multiple combinations, check manufacturer compatibility",10,24000,17600]
[205263888,null,"C&H","HMSV-A-CB","CH28MSPH230VO","Mixed Ducted and Non-Ducted Indoor Units","Multiple combinations, check manufacturer compatibility",10.15,24000,17400]
[202832586,null,"C&H","HMSV-A-CB","CH28MSPH230VO","Non-Ducted Indoor Units","Multiple combinations, check manufacturer compatibility",10.3,28000,17200,"Yes"]
[9119169,null,"C&H","HMSV-A-CB","CH30MVCT230VO","Non-Ducted Indoor Units","Multiple combinations, check manufacturer compatibility",10.199999999999999,31600,19400]
[9119170,null,"C&H","HMSV-A-CB","CH30MVCT230VO","Ducted Indoor Units","Multiple combinations, check manufacturer compatibility",9.8000000000000007,32000,19800]
[201755339,null,"C&H","HRCU-A-CB-O","CH-30SPH-230VO","Mini-Splits","CH-30SPH-230VI",9.6,30000,19000]
[205263871,null,"C&H","HRCU-A-CB-O","CH-30SPH-230VO","Mini-Splits","CH-30SPHWM-230VI",9.6,30000,19000]
[205263881,null,"C&H","HRCU-A-CB-O","CH-30SPH-230VO","Mini-Splits","CH-D30SPHWM-230VI",9.4,30000,18500]
[9119149,null,"C&H","HRCU-A-CB-O","CH30VCT230VO","Mini-Splits","CH30VCT230VI",9,28400,19200]
[10443491,null,"C&H","HRCU-A-CB","CH-36LCDTU/O","Mini-Splits","CH-36LCDTU/I",11.5,40000,27600]
[205263862,null,"C&H","HRCU-A-CB-O","CH-36LCU/O","Mini-Splits","CH-36LCCT-230VI",10.5,38000,25200]
[201755336,null,"C&H","HRCU-A-CB","CH-36LCU/O","Mini-Splits","CH-36LCDTU/I",11.5,40000,27600,"Yes"]
[205047860,null,"C&H","HRCU-A-CB-O","CH-36LCU/O","Mini-Splits","CH-36LCFC/I",10,38000,25400]
[205282613,null,"C&H","HRCU-A-CB-O","CH-36LCU/O","Mini-Splits","CH-36LCFCI",10,38000,25400]
[202534924,null,"C&H","HRCU-A-CB-O","CH-36LCU/O","Mini-Splits","CH-36MSPHCT-230VI",10.5,38000,25200,"Yes"]
[205263889,null,"C&H","HMSV-A-CB","CH36MSPH230VO","Non-Ducted Indoor Units","Multiple combinations, check manufacturer compatibility",10.199999999999999,36000,24600]
[205263890,null,"C&H","HMSV-A-CB","CH36MSPH230VO","Ducted Indoor Units","Multiple combinations, check manufacturer compatibility",10,30000,23000]
[205263891,null,"C&H","HMSV-A-CB","CH36MSPH230VO","Mixed Ducted and Non-Ducted Indoor Units","Multiple combinations, check manufacturer compatibility",10,29000,20200]
[205104723,null,"C&H","HMSV-A-CB","CH36MSPH230VO","Non-Ducted Indoor Units","Multiple combinations, check manufacturer compatibility",10.199999999999999,36000,24600,"Yes"]
[9119330,null,"C&H","HMSV-A-CB","CH36MSPH230VO","Non-Ducted Indoor Units","Multiple combinations, check manufacturer compatibility",10.3,36000,25400]
[9119171,null,"C&H","HMSV-A-CB","CH36MVCT230VO","Non-Ducted Indoor Units","Multiple combinations, check manufacturer compatibility",10.199999999999999,42500,24800]
[9119172,null,"C&H","HMSV-A-CB","CH36MVCT230VO","Ducted Indoor Units","Multiple combinations, check manufacturer compatibility",9.9,43500,25000]
[201755340,null,"C&H","HRCU-A-CB-O","CH-36SPH-230VO","Mini-Splits","CH-36SPH-230VI",10,36000,21400]
[205263872,null,"C&H","HRCU-A-CB-O","CH-36SPH-230VO","Mini-Splits","CH-36SPHWM-230VI",10,36000,21400]
[10255973,null,"C&H","HRCU-A-CB-O","CH36VCT230VO","Mini-Splits","CH36VCT230VI",9,34600,20200]
[9119173,null,"C&H","HMSV-A-CB","CH42MVCT230VO","Non-Ducted Indoor Units","Multiple combinations, check manufacturer compatibility",10.199999999999999,45000,29000]
[9119174,null,"C&H","HMSV-A-CB","CH42MVCT230VO","Ducted Indoor Units","Multiple combinations, check manufacturer compatibility",9.6,46500,28000]
[10443492,null,"C&H","HRCU-A-CB","CH-48LCDTU/O","Mini-Splits","CH-48LCDTU/I",10.3,49500,33400,"Yes"]
[205263861,null,"C&H","HRCU-A-CB-O","CH-48LCU/O","Mini-Splits","CH-48LCCT-230VI",11,50000,35000]
[201755337,null,"C&H","HRCU-A-CB","CH-48LCU/O","Mini-Splits","CH-48LCDTU/I",10.3,49500,33400,"Yes"]
[205047859,null,"C&H","HRCU-A-CB-O","CH-48LCU/O","Mini-Splits","CH-48LCFC/I",11,50000,35000,"Yes"]
[205282616,null,"C&H","HRCU-A-CB-O","CH-48LCU/O","Mini-Splits","CH-48LCFCI",11,50000,35000]
[202534925,null,"C&H","HRCU-A-CB-O","CH-48LCU/O","Mini-Splits","CH-48MSPHCT-230VI",11,50000,35000,"Yes"]
[205263892,null,"C&H","HMSV-A-CB","CH48MSPH230VO","Ducted Indoor Units","Multiple combinations, check manufacturer compatibility",11.5,50000,34000]
[205263893,null,"C&H","HMSV-A-CB","CH48MSPH230VO","Mixed Ducted and Non-Ducted Indoor Units","Multiple combinations, check manufacturer compatibility",10.85,49000,31800]
[205104724,null,"C&H","HMSV-A-CB","CH48MSPH230VO","Non-Ducted Indoor Units","Multiple combinations, check manufacturer compatibility",10.199999999999999,48000,29600,"Yes"]
[9119331,null,"C&H","HMSV-A-CB","CH48MSPH230VO","Non-Ducted Indoor Units","Multiple combinations, check manufacturer compatibility",10.4,48000,30800]
[205282617,null,"C&H","HMSV-A-CB","CH48MSPH230VO","Non-Ducted Indoor Units","Multiple combinations, check manufacturer compatibility",10.199999999999999,48000,29600]
[10507898,null,"C&H","HRCU-A-CB","CH-60LCDTU/O","Mini-Splits","CH-60LCDTU/I",9,60000,37600]
[201755338,null,"C&H","HRCU-A-CB","CH-60LCU/O","Mini-Splits","CH-60LCDTU/I",9,60000,37600,"Yes"]
[205287344,null,"C&H","HRCU-A-CB-O","CH-60LCU/O","Mini-Splits","CH-60LCFC/I",10.5,60000,39000]
[205047858,null,"C&H","HRCU-A-CB-O","CH-60LCU/O","Mini-Splits","CH-60LCFC/I",10.5,60000,39000,"Yes"]
[205282614,null,"C&H","HRCU-A-CB-O","CH-60LCU/O","Mini-Splits","CH-60LCFCI",10.5,60000,39000]
[205263873,null,"C&H","HRCU-A-CB-O","CH-HYP09SPH230VO","Mini-Splits","CH-D09MSPHWM-230VI",11.2,10900,6900]
[205263851,null,"C&H","HRCU-A-CB","CH-HYP09SPH230VO","Mini-Splits","CH-M09DTUI",12,10000,7200]
[205263874,null,"C&H","HRCU-A-CB-O","CH-HYP12SPH230VO","Mini-Splits","CH-D12MSPHWM-230VI",12,12000,7800]
[205263853,null,"C&H","HRCU-A-CB","CH-HYP12SPH230VO","Mini-Splits","CH-M12DTUI",11,12000,8500]
[205263875,null,"C&H","HRCU-A-CB-O","CH-HYP18SPH230VO","Mini-Splits","CH-D18MSPHWM-230VI",10.3,18000,10800]
[205263855,null,"C&H","HRCU-A-CB","CH-HYP18SPH230VO","Mini-Splits","CH-M18DTUI",11,19000,13400]
[205263894,null,"C&H","HMSV-A-CB","CH-HYP19MSPH-230VO","Non-Ducted Indoor Units","Multiple combinations, check manufacturer compatibility",9.8000000000000007,20000,12600]
[205263895,null,"C&H","HMSV-A-CB","CH-HYP19MSPH-230VO","Ducted Indoor Units","Multiple combinations, check manufacturer compatibility",9.8000000000000007,19000,12600]
[205263896,null,"C&H","HMSV-A-CB","CH-HYP19MSPH-230VO","Mixed Ducted and Non-Ducted Indoor Units","Multiple combinations, check manufacturer compatibility",9.4,19000,12300]
[205047861,null,"C&H","HMSV-A-CB","CH-HYP19MSPH-230VO","Non-Ducted Indoor Units","Multiple combinations, check manufacturer compatibility",9.8000000000000007,20000,12600]
[205047862,null,"C&H","HMSV-A-CB","CH-HYP19MSPH-230VO","Ducted Indoor Units","Multiple combinations, check manufacturer compatibility",9.8000000000000007,19000,12600]
[205047863,null,"C&H","HMSV-A-CB","CH-HYP19MSPH-230VO","Mixed Ducted and Non-Ducted Indoor Units","Multiple combinations, check manufacturer compatibility",9.4,19000,12300]
[205263876,null,"C&H","HRCU-A-CB-O","CH-HYP24SPH230VO","Mini-Splits","CH-D24MSPHWM-230VI",11.5,24000,15400]
[205263858,null,"C&H","HRCU-A-CB","CH-HYP24SPH230VO","Mini-Splits","CH-M24DTUI",12.5,24000,17200]
[205047869,null,"C&H","HMSV-A-CB","CH-HYP28MSPH-230VO","Mixed Ducted and Non-Ducted Indoor Units","Multiple combinations, check manufacturer compatibility",9.98,28600,17300]
[205263897,null,"C&H","HMSV-A-CB","CH-HYP28MSPH-230VO","Ducted Indoor Units","Multiple combinations, check manufacturer compatibility",10,28400,16600]
[205263898,null,"C&H","HMSV-A-CB","CH-HYP28MSPH-230VO","Mixed Ducted and Non-Ducted Indoor Units","Multiple combinations, check manufacturer compatibility",9.98,28600,17300]
[205263902,null,"C&H","HMSV-A-CB","CH-HYP28MSPH-230VO","Non-Ducted Indoor Units","Multiple combinations, check manufacturer compatibility",10.4,31400,18000]
[205047867,null,"C&H","HMSV-A-CB","CH-HYP28MSPH-230VO","Non-Ducted Indoor Units","Multiple combinations, check manufacturer compatibility",10.4,31400,18000,"Yes"]
[205047868,null,"C&H","HMSV-A-CB","CH-HYP28MSPH-230VO","Ducted Indoor Units","Multiple combinations, check manufacturer compatibility",10,28400,16600]
[205263899,null,"C&H","HMSV-A-CB","CH-HYP36MSPH-230VO","Non-Ducted Indoor Units","Multiple combinations, check manufacturer compatibility",10.5,36000,23200]
[205263900,null,"C&H","HMSV-A-CB","CH-HYP36MSPH-230VO","Ducted Indoor Units","Multiple combinations, check manufacturer compatibility",11,37000,24600]
[205263901,null,"C&H","HMSV-A-CB","CH-HYP36MSPH-230VO","Mixed Ducted and Non-Ducted Indoor Units","Multiple combinations, check manufacturer compatibility",10.75,36400,23800]
[205047864,null,"C&H","HMSV-A-CB","CH-HYP36MSPH-230VO","Non-Ducted Indoor Units","Multiple combinations, check manufacturer compatibility",10.5,36000,23200,"Yes"]
[205047865,null,"C&H","HMSV-A-CB","CH-HYP36MSPH-230VO","Mixed Ducted and Non-Ducted Indoor Units","Multiple combinations, check manufacturer compatibility",10.23,36200,24000]
[205047866,null,"C&H","HMSV-A-CB","CH-HYP36MSPH-230VO","Ducted Indoor Units","Multiple combinations, check manufacturer compatibility",11,37000,24600,"Yes"]
[205263860,null,"C&H","HRCU-A-CB-O","CH-HYP48LCUO","Mini-Splits","CH-48LCCT-230VI",10.7,51000,35000]
[205263864,null,"C&H","HRCU-A-CB","CH-HYP48LCUO","Mini-Splits","CH-48LCDTU/I",11.1,48000,33000]
[205263865,null,"C&H","HRCU-A-CB-O","CH-HYP48LCUO","Mini-Splits","CH-48LCFC/I",10.8,50000,35000]
[205282615,null,"C&H","HRCU-A-CB-O","CH-HYP48LCUO","Mini-Splits","CH-48LCFCI",10.8,50000,35000]
[205263863,null,"C&H","HRCU-A-CB-O","CH-HYP48LCUO","Mini-Splits","CH-48MSPHCT-230VI",10.7,51000,35000]
[205313423,null,"C&H","HMSV-A-CB","CH-HYP48MSPH-230VO","Non-Ducted Indoor Units","Multiple combinations, check manufacturer compatibility",10.3,49000,30000]
[205313424,null,"C&H","HMSV-A-CB","CH-HYP48MSPH-230VO","Ducted Indoor Units","Multiple combinations, check manufacturer compatibility",10.5,50000,28000]
[205313425,null,"C&H","HMSV-A-CB","CH-HYP48MSPH-230VO","Mixed Ducted and Non-Ducted Indoor Units","Multiple combinations, check manufacturer compatibility",10.4,49500,29000]
[9113412,null,"C&H","HRCU-A-CB-O","CH-S30FTXW-SV","Mini-Splits","CH-S30FTXW-SV",9.6,30000,19000]
[9118453,null,"C&H","HRCU-A-CB-O","CH-S36FTXW-SV","Mini-Splits","CH-S36FTXW-SV",10,36000,21400]
[203456306,null,"C&H","HRCU-A-CB-O","CH-SR09SPH-115VO","Mini-Splits","CH-SR09SPH-115VI",10.5,10000,5800,"Yes"]
[205263866,null,"C&H","HRCU-A-CB-O","CH-SR09SPH-115VO","Mini-Splits","CH-SR09SPHWM-115VI",11.2,12000,7100]
[8235776,null,"C&H","HRCU-A-CB-O","GWH09QC-A3DNA1D/O","Mini-Splits","GWH09QC-A3DNA1D/I",10.5,9900,6100]
[8235772,null,"C&H","HRCU-A-CB-O","GWH09QC-D3DNA1D/O","Mini-Splits","GWH09QC-D3DNA1D/I",10.5,11000,6800]
[8235777,null,"C&H","HRCU-A-CB-O","GWH12QC-A3DNA1D/O","Mini-Splits","GWH12QC-A3DNA1D/I",10.199999999999999,12200,6800]
[8235773,null,"C&H","HRCU-A-CB-O","GWH12QC-D3DNA1D/O","Mini-Splits","GWH12QC-D3DNA1D/I",11,13000,7100]
[8235774,null,"C&H","HRCU-A-CB-O","GWH18QD-D3DNA1G/O","Mini-Splits","GWH18QD-D3DNA1G/I",10.5,19800,12400]
[8235775,null,"C&H","HRCU-A-CB-O","GWH24QE-D3DNA1D/O","Mini-Splits","GWH24QE-D3DNA1D/I",10,23000,14600]
[8237500,null,"C&H","HRCU-A-CB-O","GWHD(18)ND3EO","Non-Ducted Indoor Units","Multiple combinations, check manufacturer compatibility",9,19000,12300]
[8235757,null,"C&H","HRCU-A-CB-O","GWHD(24)ND3EO","Non-Ducted Indoor Units","Multiple combinations, check manufacturer compatibility",10.199999999999999,29000,17800]
[8235759,null,"C&H","HMSV-A-CB","GWHD(30)ND3EO","Non-Ducted Indoor Units","Multiple combinations, check manufacturer compatibility",10.199999999999999,31600,19400]
[8235760,null,"C&H","HMSV-A-CB","GWHD(36)ND3EO","Non-Ducted Indoor Units","Multiple combinations, check manufacturer compatibility",10.199999999999999,42500,24800]
[8235762,null,"C&H","HMSV-A-CB","GWHD(42)ND3EO","Non-Ducted Indoor Units","Multiple combinations, check manufacturer compatibility",10.199999999999999,45000,29000]
[204140579,null,"C&H","HRCU-A-CB-O","OS-12TRP115VO","Mini-Splits","OS-12TRP115VI",9,12000,7500]
[204140578,null,"C&H","HRCU-A-CB-O","OS-12TRP230VO","Mini-Splits","OS-12TRP230VI",9,11800,6800]
[204140580,null,"C&H","HRCU-A-CB-O","OS-18TRP230VO","Mini-Splits","OS-18TRP230VI",9.8000000000000007,18000,12200]
[9046369,null,"CADENZA","HRCU-A-CB-O","MOB30-12HFN1-MV0W","Mini-Splits","CFAU-12HRFN1-M(C)",10.5,12000,9600]
[203913326,null,"CanAir","HRCU-A-CB-O","C19SCH09H11","Mini-Splits","C19SEH09H11",10,10000,6000]
[203913328,null,"CanAir","HRCU-A-CB-O","C19SCH09H21","Mini-Splits","C19SEH09H21",9.5,9000,6000]
[203913327,null,"CanAir","HRCU-A-CB-O","C19SCH12H11","Mini-Splits","C19SEH12H11",9.5,12000,7500]
[203913329,null,"CanAir","HRCU-A-CB-O","C19SCH12H21","Mini-Splits","C19SEH12H21",9.5,12000,6800]
[203913330,null,"CanAir","HRCU-A-CB-O","C19SCH18H21","Mini-Splits","C19SEH18H21",10,18000,11000]
[203913331,null,"CanAir","HRCU-A-CB-O","C19SCH24H21","Mini-Splits","C19SEH24H21",9.5,24000,14400]
[205306867,null,"CanAir","HMSV-A-CB","C23MC218H21","Non-Ducted Indoor Units","Multiple combinations, check manufacturer compatibility",10.3,19000,12000]
[205306868,null,"CanAir","HMSV-A-CB","C23MC327H21","Non-Ducted Indoor Units","Multiple combinations, check manufacturer compatibility",10.3,24000,17200]
[205306869,null,"CanAir","HMSV-A-CB","C23MC436H21","Non-Ducted Indoor Units","Multiple combinations, check manufacturer compatibility",10,28000,17400]
[205306870,null,"CanAir","HMSV-A-CB","C23MC548H21","Non-Ducted Indoor Units","Multiple combinations, check manufacturer compatibility",10.199999999999999,48000,29600]
[205306861,null,"CanAir","HRCU-A-CB-O","C23SCH09H21","Mini-Splits","C23SEH09H21",11.2,10900,6900]
[205306862,null,"CanAir","HRCU-A-CB-O","C23SCH12H21","Mini-Splits","C23SEH12H21",12,12000,7800]
[205306863,null,"CanAir","HRCU-A-CB-O","C23SCH18H21","Mini-Splits","C23SEH18H21",10.3,18000,10800]
[205306864,null,"CanAir","HRCU-A-CB-O","C23SCH24H21","Mini-Splits","C23SEH24H21",11.5,24000,15400]
[205306865,null,"CanAir","HRCU-A-CB-O","C23SCH30H21","Mini-Splits","C23SEH30H21",9.4,30000,18500]
[8738633,null,"CARRIER","HRCU-A-CB-O","38MAQB09R--1","Mini-Splits","40MAQB09B--1",11.2,11000,6500]
[8738635,null,"CARRIER","HRCU-A-CB-O","38MAQB09R--3","Mini-Splits","40MAQB09B--3",11.2,10900,6900,"Yes"]
[200059151,10056162,"CARRIER","HRCU-A-CB-O","38MAQB09R--3","Mini-Splits","40MBCQ09---3",10.8,10000,6700,"Yes"]
[201846960,null,"CARRIER","HRCU-A-CB","38MAQB09R--3","Mini-Splits","40MBDQ09---3",12,10000,7200,"Yes"]
[8856644,null,"CARRIER","HRCU-A-CB-O","38MAQB09R--3","Mini-Splits","40MBQB09C--3",10.8,10000,6700]
[8738634,null,"CARRIER","HRCU-A-CB-O","38MAQB12R--1","Mini-Splits","40MAQB12B--1",10.199999999999999,12000,7600,"Yes"]
[8738636,null,"CARRIER","HRCU-A-CB-O","38MAQB12R--3","Mini-Splits","40MAQB12B--3",12,12000,7800,"Yes"]
[200059155,10056164,"CARRIER","HRCU-A-CB-O","38MAQB12R--3","Mini-Splits","40MBCQ12---3",10.6,12000,8700,"Yes"]
[201846961,null,"CARRIER","HRCU-A-CB","38MAQB12R--3","Mini-Splits","40MBDQ12---3",11,12000,8500,"Yes"]
[200059157,10056165,"CARRIER","HRCU-A-CB-O","38MAQB12R--3","Mini-Splits","40MBFQ12---3",10.5,12000,9600,"Yes"]
[8856651,null,"CARRIER","HRCU-A-CB-O","38MAQB12R--3","Mini-Splits","40MBQB12C--3",10.6,12000,8700]
[8856649,null,"CARRIER","HRCU-A-CB-O","38MAQB12R--3","Mini-Splits","40MBQB12F--3",10.5,12000,9600]
[200059246,10348394,"CARRIER","HRCU-A-CB","38MAQB12R--3","Mini-Splits","FFMANP019T00",10,12000,7400]
[200059244,10348393,"CARRIER","HRCU-A-CB","38MAQB12R--3","Mini-Splits","FPMBN*018",10,12000,8800]
[8738637,null,"CARRIER","HRCU-A-CB-O","38MAQB18R--3","Mini-Splits","40MAQB18B--3",10.3,18000,10800,"Yes"]
[200059159,10056166,"CARRIER","HRCU-A-CB-O","38MAQB18R--3","Mini-Splits","40MBCQ18---3",10.5,18000,12000,"Yes"]
[200059143,10056158,"CARRIER","HRCU-A-CB","38MAQB18R--3","Mini-Splits","40MBDQ18---3",11,19000,13400,"Yes"]
[201846962,null,"CARRIER","HRCU-A-CB-O","38MAQB18R--3","Mini-Splits","40MBFQ18---3",10.6,18000,13400,"Yes"]
[8856655,null,"CARRIER","HRCU-A-CB-O","38MAQB18R--3","Mini-Splits","40MBQB18C--3",10.5,18000,12000,"Yes"]
[200059250,10348396,"CARRIER","HRCU-A-CB","38MAQB18R--3","Mini-Splits","FFMANP019T00",11.2,18000,13000]
[8738638,null,"CARRIER","HRCU-A-CB-O","38MAQB24R--3","Mini-Splits","40MAQB24B--3",11.5,24000,15400,"Yes"]
[201847011,null,"CARRIER","HRCU-A-CB-O","38MAQB24R--3","Mini-Splits","40MBCQ24---3",11.5,24000,16200,"Yes"]
[200059145,10056159,"CARRIER","HRCU-A-CB","38MAQB24R--3","Mini-Splits","40MBDQ24---3",12.5,24000,17200,"Yes"]
[201847015,null,"CARRIER","HRCU-A-CB-O","38MAQB24R--3","Mini-Splits","40MBFQ24---3",11.5,24000,17200,"Yes"]
[200059254,10348398,"CARRIER","HRCU-A-CB","38MAQB24R--3","Mini-Splits","FFMANP025T00",11,24000,17200]
[200059252,10348397,"CARRIER","HRCU-A-CB","38MAQB24R--3","Mini-Splits","FPMBN*024",10.6,24000,15000]
[8738639,null,"CARRIER","HRCU-A-CB-O","38MAQB30R--3","Mini-Splits","40MAQB30B--3",9.4,30000,18500]
[200059258,10348400,"CARRIER","HRCU-A-CB","38MAQB30R--3","Mini-Splits","FFMANP031T00",10,30000,21400]
[200059256,10348399,"CARRIER","HRCU-A-CB","38MAQB30R--3","Mini-Splits","FPMBN*030",10,30000,20600]
[200059260,10348401,"CARRIER","HRCU-A-CB","38MAQB36R--3","Mini-Splits","FFMANP037T00",10.5,36000,23600]
[201847012,null,"CARRIER","HRCU-A-CB-O","38MBRQ36A--3","Mini-Splits","40MBCQ36---3",10.5,38000,25200,"Yes"]
[200059147,10056160,"CARRIER","HRCU-A-CB","38MBRQ36A--3","Mini-Splits","40MBDQ36---3",11.5,40000,27600,"Yes"]
[201847016,null,"CARRIER","HRCU-A-CB-O","38MBRQ36A--3","Mini-Splits","40MBFQ36---3",10,38000,25400,"Yes"]
[201847013,null,"CARRIER","HRCU-A-CB-O","38MBRQ48A--3","Mini-Splits","40MBCQ48---3",11,50000,35000,"Yes"]
[200059149,10056161,"CARRIER","HRCU-A-CB","38MBRQ48A--3","Mini-Splits","40MBDQ48---3",10.3,49500,33400,"Yes"]
[201847017,null,"CARRIER","HRCU-A-CB-O","38MBRQ48A--3","Mini-Splits","40MBFQ48---3",11,50000,35000,"Yes"]
[201847014,null,"CARRIER","HRCU-A-CB","38MBRQ58A--3","Mini-Splits","40MBDQ58---3",9,60000,37600,"Yes"]
[201847018,null,"CARRIER","HRCU-A-CB-O","38MBRQ58A--3","Mini-Splits","40MBFQ58---3",10.5,60000,39000,"Yes"]
[204722795,null,"CARRIER","HMSV-A-CB","38MGRQ18B--3","Mixed Ducted and Non-Ducted Indoor Units","Multiple combinations, check manufacturer compatibility",10.15,18700,11700,"Yes"]
[9118461,null,"CARRIER","HMSV-A-CB","38MGRQ18B--3","Non-Ducted Indoor Units","Multiple combinations, check manufacturer compatibility",10.3,19000,12000,"Yes"]
[202345965,null,"CARRIER","HMSV-A-CB","38MGRQ18B--3","Ducted Indoor Units","Multiple combinations, check manufacturer compatibility",10,18500,11500,"Yes"]
[204722796,null,"CARRIER","HMSV-A-CB","38MGRQ24C--3","Mixed Ducted and Non-Ducted Indoor Units","Multiple combinations, check manufacturer compatibility",10.15,24000,17400,"Yes"]
[204707613,null,"CARRIER","HMSV-A-CB","38MGRQ24C--3","Ducted Indoor Units","Multiple combinations, check manufacturer compatibility",10,24000,17600,"Yes"]
[204711106,null,"CARRIER","HMSV-A-CB","38MGRQ24C--3","Non-Ducted Indoor Units","Multiple combinations, check manufacturer compatibility",10.3,24000,17200,"Yes"]
[204520277,null,"CARRIER","HMSV-A-CB","38MGRQ24C--3","Non-Ducted Indoor Units","Multiple combinations, check manufacturer compatibility",10.3,28000,17200]
[204722797,null,"CARRIER","HMSV-A-CB","38MGRQ30D--3","Mixed Ducted and Non-Ducted Indoor Units","Multiple combinations, check manufacturer compatibility",10,29000,20200,"Yes"]
[204711112,null,"CARRIER","HMSV-A-CB","38MGRQ30D--3","Ducted Indoor Units","Multiple combinations, check manufacturer compatibility",10,30000,23000,"Yes"]
[9854626,null,"CARRIER","HMSV-A-CB","38MGRQ30D--3","Non-Ducted Indoor Units","Multiple combinations, check manufacturer compatibility",10,28000,17400,"Yes"]
[204722798,null,"CARRIER","HMSV-A-CB","38MGRQ36D--3","Mixed Ducted and Non-Ducted Indoor Units","Multiple combinations, check manufacturer compatibility",10.75,36400,23800,"Yes"]
[9118473,null,"CARRIER","HMSV-A-CB","38MGRQ36D--3","Non-Ducted Indoor Units","Multiple combinations, check manufacturer compatibility",10.5,36000,23200,"Yes"]
[202345968,null,"CARRIER","HMSV-A-CB","38MGRQ36D--3","Ducted Indoor Units","Multiple combinations, check manufacturer compatibility",11,37000,24600,"Yes"]
[204722799,null,"CARRIER","HMSV-A-CB","38MGRQ48E--3","Mixed Ducted and Non-Ducted Indoor Units","Multiple combinations, check manufacturer compatibility",10.85,49000,31800,"Yes"]
[9118477,null,"CARRIER","HMSV-A-CB","38MGRQ48E--3","Non-Ducted Indoor Units","Multiple combinations, check manufacturer compatibility",10.199999999999999,48000,29600,"Yes"]
[202345969,null,"CARRIER","HMSV-A-CB","38MGRQ48E--3","Ducted Indoor Units","Multiple combinations, check manufacturer compatibility",11.5,50000,34000,"Yes"]
[201847007,null,"CARRIER","HRCU-A-CB-O","38MHRBQ09AA3","Mini-Splits","40MHHQ09---3",10,9800,5800]
[201847006,null,"CARRIER","HRCU-A-CB-O","38MHRBQ12AA1","Mini-Splits","40MHHQ12---1",10.6,12000,7200]
[201847008,null,"CARRIER","HRCU-A-CB-O","38MHRBQ12AA3","Mini-Splits","40MHHQ12---3",9.6,12000,7300]
[201847009,null,"CARRIER","HRCU-A-CB-O","38MHRBQ18AA3","Mini-Splits","40MHHQ18---3",10.6,18000,11400]
[201847010,null,"CARRIER","HRCU-A-CB-O","38MHRBQ24AA3","Mini-Splits","40MHHQ24---3",9.6,24800,15300]
[200059131,10056138,"CARRIER","HRCU-A-CB-O","38MHRQ09A--3","Mini-Splits","40MHHQ09---3",9,9800,6000]
[200059134,10056139,"CARRIER","HRCU-A-CB-O","38MHRQ12A--3","Mini-Splits","40MHHQ12---3",9,12000,7500]
[200059137,10056140,"CARRIER","HRCU-A-CB-O","38MHRQ18A--3","Mini-Splits","40MHHQ18---3",9,18000,11500]
[201803824,null,"CARRIER","HRCU-A-CB-O","38MHRQ24A--3","Mini-Splits","40MHHQ24--- 3 ",9,26200,15000]
[201753408,null,"CARRIER","HRCU-A-CB-O","38MPRAQ09AA3","Mini-Splits","40MPHAQ09XA3",15,10000,7200,"Yes"]
[201753411,null,"CARRIER","HRCU-A-CB-O","38MPRAQ12AA3","Mini-Splits","40MPHAQ12XA3",14,12000,6800,"Yes"]
[202463634,null,"CARRIER","HRCU-A-CB-O","38MPRAQ18AA3","Mini-Splits","40MPHAQ18XA3",14,18000,12300,"Yes"]
[202463635,null,"CARRIER","HRCU-A-CB-O","38MPRAQ24AA3","Mini-Splits","40MPHAQ24XA3",12,24000,15400,"Yes"]
[201863357,null,"CARRIER","HMSV-A-CB","38VMA036HDS3-1","Non-Ducted Indoor Units","Multiple combinations, check manufacturer compatibility",9.1999999999999993,40000,25000]
[201863358,null,"CARRIER","HMSV-A-CB","38VMA036HDS3-1","Ducted Indoor Units","Multiple combinations, check manufacturer compatibility",9.6,40000,25000,"Yes"]
[201863359,null,"CARRIER","HMSV-A-CB","38VMA048HDS3-1","Non-Ducted Indoor Units","Multiple combinations, check manufacturer compatibility",9.1999999999999993,52500,34000]
[201863360,null,"CARRIER","HMSV-A-CB","38VMA048HDS3-1","Ducted Indoor Units","Multiple combinations, check manufacturer compatibility",9.6,52500,34000,"Yes"]
[201863361,null,"CARRIER","HMSV-A-CB","38VMA060HDS3-1","Non-Ducted Indoor Units","Multiple combinations, check manufacturer compatibility",10,66000,42000]
[201863362,null,"CARRIER","HMSV-A-CB","38VMA060HDS3-1","Ducted Indoor Units","Multiple combinations, check manufacturer compatibility",10,66000,42000]
[205282595,null,"CARRIER","HMSV-A-CB","38VMB036HDS3-1","Non-Ducted Indoor Units","Multiple combinations, check manufacturer compatibility",9.1999999999999993,40000,25000]
[205282596,null,"CARRIER","HMSV-A-CB","38VMB036HDS3-1","Ducted Indoor Units","Multiple combinations, check manufacturer compatibility",9.6,40000,25000,"Yes"]
[205282597,null,"CARRIER","HMSV-A-CB","38VMB036HDS3-1","Mixed Ducted and Non-Ducted Indoor Units","Multiple combinations, check manufacturer compatibility",9.4,40000,25000]
[205282598,null,"CARRIER","HMSV-A-CB","38VMB048HDS3-1","Non-Ducted Indoor Units","Multiple combinations, check manufacturer compatibility",9.1999999999999993,52500,34000]
[205282599,null,"CARRIER","HMSV-A-CB","38VMB048HDS3-1","Ducted Indoor Units","Multiple combinations, check manufacturer compatibility",9.6,52500,34000,"Yes"]
[205282600,null,"CARRIER","HMSV-A-CB","38VMB048HDS3-1","Mixed Ducted and Non-Ducted Indoor Units","Multiple combinations, check manufacturer compatibility",9.4,52500,34000]
[205282601,null,"CARRIER","HMSV-A-CB","38VMB060HDS3-1","Non-Ducted Indoor Units","Multiple combinations, check manufacturer compatibility",10,66000,42000]
[205282602,null,"CARRIER","HMSV-A-CB","38VMB060HDS3-1","Ducted Indoor Units","Multiple combinations, check manufacturer compatibility",10,66000,42000]
[205282603,null,"CARRIER","HMSV-A-CB","38VMB060HDS3-1","Mixed Ducted and Non-Ducted Indoor Units","Multiple combinations, check manufacturer compatibility",10,66000,42000]
[200059123,10028931,"CENTURY","HRCU-A-CB-O","A-DVC18SF-1","Mini-Splits","B-DVC18SF-1",9.8000000000000007,18000,12200]
[200059240,10308999,"CENTURY","HRCU-A-CB-O","A-DVH09SF-0","Mini-Splits","B-DVH09SF-0",9,9500,5800]
[200059097,9962531,"CENTURY","HRCU-A-CB-O","A-DVH12SF-0","Mini-Splits","B-DVH12SF-0",9,12000,7500]
[200059099,9962532,"CENTURY","HRCU-A-CB-O","A-DVH18SF-1","Mini-Splits","B-DVH18SF-1",9.8000000000000007,18000,12200]
[200059101,9962533,"CENTURY","HRCU-A-CB-O","A-DVH24SF-1","Mini-Splits","B-DVH24SF-1",9,25000,14800]
[200059171,10238947,"CENTURY","HRCU-A-CB-O","A-SVH09SA-0","Mini-Splits","B-SVH09SA-0",9,9800,5800]
[200059175,10238949,"CENTURY","HRCU-A-CB-O","A-SVH12SA-0","Mini-Splits","B-SVH12SA-0",9,12000,7500]
[200059177,10238950,"CENTURY","HRCU-A-CB-O","A-SVH12SA-1","Mini-Splits","B-SVH12SA-1",9.3000000000000007,12000,6800]
[200059179,10238951,"CENTURY","HRCU-A-CB-O","A-SVH18SA-1","Mini-Splits","B-SVH18SA-1",9.8000000000000007,18000,12200]
[200059084,9959455,"CENTURY","HMSV-A-CB","A-VFH18DB-1","Non-Ducted Indoor Units","Multiple combinations, check manufacturer compatibility",11,19000,12800]
[200059086,9959457,"CENTURY","HMSV-A-CB","A-VFH24TB-1","Non-Ducted Indoor Units","Multiple combinations, check manufacturer compatibility",11,26000,16600]
[200059088,9959459,"CENTURY","HMSV-A-CB","A-VFH30QB-1","Non-Ducted Indoor Units","Multiple combinations, check manufacturer compatibility",11.5,30000,18000]
[200059090,9959461,"CENTURY","HMSV-A-CB","A-VFH36QB-1","Non-Ducted Indoor Units","Multiple combinations, check manufacturer compatibility",11.5,42500,20000]
[200059092,9959463,"CENTURY","HMSV-A-CB","A-VFH42PB-1","Non-Ducted Indoor Units","Multiple combinations, check manufacturer compatibility",10.199999999999999,45000,29000]
[202065042,null,"CENTURY","HRCU-A-CB-O","A-VLU36SA-1","Mini-Splits","B-VLU36CA-1",10.5,38000,25200]
[202065066,null,"CENTURY","HRCU-A-CB-O","A-VLU48CA-1","Mini-Splits","B-VLU48CA-1",11,50000,35000]
[202110990,null,"CENTURY","HRCU-A-CB","A-VMH09SU-1","Mini-Splits","B-VMH09DU-1",12,10000,7200]
[200059042,8779092,"CENTURY","HRCU-A-CB-O","A-VMH09SU-1","Mini-Splits","B-VMH09SU-1",11.2,10900,6900,"Yes"]
[202110992,null,"CENTURY","HRCU-A-CB","A-VMH12SU-1","Mini-Splits","B-VMH12DU-1",11,12000,8500]
[200059040,8779091,"CENTURY","HRCU-A-CB-O","A-VMH12SU-1","Mini-Splits","B-VMH12SU-1",12,12000,7800,"Yes"]
[201862957,null,"CENTURY","HMSV-A-CB","A-VMH18DU-1","Non-Ducted Indoor Units","Multiple combinations, check manufacturer compatibility",9.8000000000000007,20000,12600]
[201862960,null,"CENTURY","HMSV-A-CB","A-VMH18DU-1","Ducted Indoor Units","Multiple combinations, check manufacturer compatibility",9.8000000000000007,19000,12600]
[200059038,8779090,"CENTURY","HRCU-A-CB-O","A-VMH18SU-1","Mini-Splits","B-VMH18SU-1",10.3,18000,10800]
[200059121,10028930,"CENTURY","HRCU-A-CB-O","A-VMH18SU-1","Mini-Splits","B-VMH18SU-1",11,17000,10800]
[202110994,null,"CENTURY","HRCU-A-CB","A-VMH18SU-1A","Mini-Splits","B-VMH18DU-1",11,19000,13400]
[201862963,null,"CENTURY","HRCU-A-CB-O","A-VMH18SU-1A","Mini-Splits","B-VMH18SU-1A",10.3,18000,10800]
[202110996,null,"CENTURY","HRCU-A-CB","A-VMH24SU-1","Mini-Splits","B-VMH24DU-1",12.5,24000,17200]
[200059036,8779089,"CENTURY","HRCU-A-CB-O","A-VMH24SU-1","Mini-Splits","B-VMH24SU-1",11.5,24000,15400,"Yes"]
[201862958,null,"CENTURY","HMSV-A-CB","A-VMH28TU-1","Non-Ducted Indoor Units","Multiple combinations, check manufacturer compatibility",10.4,31400,18000,"Yes"]
[201862961,null,"CENTURY","HMSV-A-CB","A-VMH28TU-1","Ducted Indoor Units","Multiple combinations, check manufacturer compatibility",10,28400,16600]
[200059034,8779088,"CENTURY","HRCU-A-CB-O","A-VMH30SD-1","Mini-Splits","B-VMH30SD-1",9.4,30000,18500]
[201862959,null,"CENTURY","HMSV-A-CB","A-VMH36QU-1","Non-Ducted Indoor Units","Multiple combinations, check manufacturer compatibility",10.5,36000,23200,"Yes"]
[201862962,null,"CENTURY","HMSV-A-CB","A-VMH36QU-1","Ducted Indoor Units","Multiple combinations, check manufacturer compatibility",11,37000,24600]
[202195111,null,"CENTURY","HMSV-A-CB","A-VMH48PU-1","Mixed Ducted and Non-Ducted Indoor Units","Multiple combinations, check manufacturer compatibility",10.6,49000,32200]
[202195113,null,"CENTURY","HMSV-A-CB","A-VMH48PU-1","Ducted Indoor Units","Multiple combinations, check manufacturer compatibility",11.5,50000,34000]
[202195115,null,"CENTURY","HMSV-A-CB","A-VMH48PU-1","Non-Ducted Indoor Units","Multiple combinations, check manufacturer compatibility",10.199999999999999,48000,29600,"Yes"]
[8657792,null,"CHAMPION","HRCU-A-CB-O","DHP09CSB11S","Mini-Splits","DHP09NWB11S",9,9600,5400]
[8657796,null,"CHAMPION","HRCU-A-CB-O","DHP09CSB21S","Mini-Splits","DHP09NWB21S",9,9500,5600]
[8657794,null,"CHAMPION","HRCU-A-CB-O","DHP12CSB11S","Mini-Splits","DHP12NWB11S",9,13000,7600]
[8657798,null,"CHAMPION","HRCU-A-CB-O","DHP12CSB21S","Mini-Splits","DHP12NWB21S",9,13000,7700]
[8657800,null,"CHAMPION","HRCU-A-CB-O","DHP18CSB21S","Mini-Splits","DHP18NWB21S",9,19000,12000]
[8657802,null,"CHAMPION","HRCU-A-CB-O","DHP24CSB21S","Mini-Splits","DHP24NWB21S",9,23000,13500]
[8657804,null,"CHAMPION","HRCU-A-CB-O","DHP30CSB21S","Mini-Splits","DHP30NWB21S",9,28400,19200]
[10509469,null,"CHAMPION","HRCU-A-CB-O","DHP36CSB21S","Mini-Splits","DHP36NWB21S",9,34600,20200]
[8669030,null,"CHAMPION","HRCU-A-CB-O","DHR18CSB21S","Mini-Splits","DHR18NCB21S",9.5,19100,10900]
[8669027,null,"CHAMPION","HRCU-A-CB","DHR18CSB21S","Mini-Splits","DHR18NDB21S",9.5,18800,10900]
[8669028,null,"CHAMPION","HRCU-A-CB-O","DHR18CSB21S","Mini-Splits","DHR18NKB21S",9,18400,9900]
[8669037,null,"CHAMPION","HRCU-A-CB-O","DHR24CSB21S","Mini-Splits","DHR24NCB21S",10,27200,15700]
[8669032,null,"CHAMPION","HRCU-A-CB","DHR24CSB21S","Mini-Splits","DHR24NDB21S",10,27200,16700]
[8669034,null,"CHAMPION","HRCU-A-CB-O","DHR24CSB21S","Mini-Splits","DHR24NKB21S",10,27200,15700]
[8669043,null,"CHAMPION","HRCU-A-CB-O","DHR30CSB21S","Mini-Splits","DHR30NCB21S",9,31200,18000]
[8669039,null,"CHAMPION","HRCU-A-CB","DHR30CSB21S","Mini-Splits","DHR30NDB21S",9,31200,16700]
[8669041,null,"CHAMPION","HRCU-A-CB-O","DHR30CSB21S","Mini-Splits","DHR30NKB21S",9,31200,16700]
[8669049,null,"CHAMPION","HRCU-A-CB-O","DHR36CSB21S","Mini-Splits","DHR36NCB21S",9,41000,23400]
[8669045,null,"CHAMPION","HRCU-A-CB","DHR36CSB21S","Mini-Splits","DHR36NDB21S",9,41000,24600]
[8669047,null,"CHAMPION","HRCU-A-CB-O","DHR36CSB21S","Mini-Splits","DHR36NKB21S",9,41000,23400]
[8669055,null,"CHAMPION","HRCU-A-CB-O","DHR42CSB21S","Mini-Splits","DHR42NCB21S",9,44000,24800]
[8714882,null,"CHAMPION","HRCU-A-CB","DHR42CSB21S","Mini-Splits","DHR42NDB21S",9,44000,24800]
[8669053,null,"CHAMPION","HRCU-A-CB-O","DHR42CSB21S","Mini-Splits","DHR42NKB21S",9,44000,24400]
[8669061,null,"CHAMPION","HRCU-A-CB-O","DHR48CSB21S","Mini-Splits","DHR48NCB21S",9,54500,28600]
[8669057,null,"CHAMPION","HRCU-A-CB","DHR48CSB21S","Mini-Splits","DHR48NDB21S",9,54500,30600]
[8669059,null,"CHAMPION","HRCU-A-CB-O","DHR48CSB21S","Mini-Splits","DHR48NKB21S",9,54500,27600]
[8657830,null,"CHAMPION","HRCU-A-CB-O","DHW18CMB21S","Non-Ducted Indoor Units","Multiple combinations, check manufacturer compatibility",9,19000,12300]
[8657832,null,"CHAMPION","HMSV-A-CB","DHW18CMB21S","Ducted Indoor Units","Multiple combinations, check manufacturer compatibility",9,19000,12300]
[8657834,null,"CHAMPION","HRCU-A-CB-O","DHW24CMB21S","Non-Ducted Indoor Units","Multiple combinations, check manufacturer compatibility",10.199999999999999,29000,17800]
[8657836,null,"CHAMPION","HMSV-A-CB","DHW24CMB21S","Ducted Indoor Units","Multiple combinations, check manufacturer compatibility",9,29000,17800]
[8669069,null,"CHAMPION","HMSV-A-CB","DHW30CMB21S","Non-Ducted Indoor Units","Multiple combinations, check manufacturer compatibility",10.199999999999999,31600,19400]
[8669071,null,"CHAMPION","HMSV-A-CB","DHW30CMB21S","Ducted Indoor Units","Multiple combinations, check manufacturer compatibility",9.8000000000000007,32000,19800]
[8669073,null,"CHAMPION","HMSV-A-CB","DHW36CMB21S","Non-Ducted Indoor Units","Multiple combinations, check manufacturer compatibility",10.199999999999999,42500,24800]
[8669075,null,"CHAMPION","HMSV-A-CB","DHW36CMB21S","Ducted Indoor Units","Multiple combinations, check manufacturer compatibility",9.9,43500,25000]
[8669077,null,"CHAMPION","HMSV-A-CB","DHW42CMB21S","Non-Ducted Indoor Units","Multiple combinations, check manufacturer compatibility",10.199999999999999,45000,29000]
[8669079,null,"CHAMPION","HMSV-A-CB","DHW42CMB21S","Ducted Indoor Units","Multiple combinations, check manufacturer compatibility",9.6,46500,28000]
[8657808,null,"CHAMPION","HRCU-A-CB-O","DHX09CSB11S","Mini-Splits","DHX09NWB11S",10.5,9900,6100]
[8657812,null,"CHAMPION","HRCU-A-CB-O","DHX09CSB21S","Mini-Splits","DHX09NWB21S",10.5,11000,6800]
[8657810,null,"CHAMPION","HRCU-A-CB-O","DHX12CSB11S","Mini-Splits","DHX12NWB11S",10.199999999999999,12200,6800]
[8657814,null,"CHAMPION","HRCU-A-CB-O","DHX12CSB21S","Mini-Splits","DHX12NWB21S",11,13000,7100]
[8657816,null,"CHAMPION","HRCU-A-CB-O","DHX18CSB21S","Mini-Splits","DHX18NWB21S",10.5,19800,12400]
[8657818,null,"CHAMPION","HRCU-A-CB-O","DHX24CSB21S","Mini-Splits","DHX24NWB21S",10,23000,14600]
[8657784,null,"CHAMPION","HRCU-A-CB-O","DHY09CSB21S","Mini-Splits","DHY09NWB21S",10,9800,5800]
[8657786,null,"CHAMPION","HRCU-A-CB-O","DHY12CSB21S","Mini-Splits","DHY12NWB21S",10,13000,8000]
[8657788,null,"CHAMPION","HRCU-A-CB-O","DHY18CSB21S","Mini-Splits","DHY18NWB21S",10,19000,12100]
[8657790,null,"CHAMPION","HRCU-A-CB-O","DHY24CSB21S","Mini-Splits","DHY24NWB21S",10,25000,15300]
[8657820,null,"CHAMPION","HRCU-A-CB-O","DHZ09CSB21S","Mini-Splits","DHZ09NWB21S",10.5,9000,5500]
[8657822,null,"CHAMPION","HRCU-A-CB-O","DHZ12CSB21S","Mini-Splits","DHZ12NWB21S",10.5,13000,8500]
[8657824,null,"CHAMPION","HRCU-A-CB-O","DHZ18CSB21S","Mini-Splits","DHZ18NWB21S",10.5,19000,12700]
[202118828,null,"CHIGO","HRCU-A-CB-O","CS-100V2A-T2","Mini-Splits","CS-100V2A-1F170A",9.5,33000,20000]
[201759549,null,"CHIGO","HRCU-A-CB-O","CS-25V1A-H5C","Mini-Splits","CS-25V1A-M***AC",10.3,11000,7200]
[202118825,null,"CHIGO","HRCU-A-CB-O","CS-25V1A-Y4D","Mini-Splits","CS-25V1A-1C170AD",10.3,11000,7000]
[201840480,null,"CHIGO","HRCU-A-CB-O","CS-35V1A-H5C","Mini-Splits","CS-35V1A-P***AC",10,14000,8400]
[202118826,null,"CHIGO","HRCU-A-CB-O","CS-35V1A-H5E","Mini-Splits","CS-35V1A-1C170AE",9,14000,8500]
[201840483,null,"CHIGO","HRCU-A-CB-O","CS-53V2A-S","Mini-Splits","CS-53V2A-W***A",9.8000000000000007,20000,13600]
[201840484,null,"CHIGO","HRCU-A-CB-O","CS-66V2A-T","Mini-Splits","CS-66V2A-X***A",10.5,26000,15000]
[9105287,null,"CIAC","HRCU-A-CB-O","CG43JX009PH3N1H","Mini-Splits","CH43JX009-H3N1H",10.5,9800,6400]
[9105288,null,"CIAC","HRCU-A-CB-O","CG43JX012PH3N1H","Mini-Splits","CH43JX012-H3N1H",9.8000000000000007,12000,7200]
[9105289,null,"CIAC","HRCU-A-CB-O","CG43JX018PH3N1H","Mini-Splits","CH43JX018-H3N1H",10,18000,10400]
[9105290,null,"CIAC","HRCU-A-CB-O","CG43JX024PH3N1H","Mini-Splits","CH43JX024-H3N1H",10,25000,15300]
[202463661,null,"CIAC","HRCU-A-CB-O","CG43PX030PH3N1H","Mini-Splits","CH43PX030-H3N1H",9.6,30000,19000]
[205313431,null,"CIAC","HRCU-A-CB-O","CG43PX030PH3N1H","Mini-Splits","CH43PX030-H3N1H",9.6,30000,19000]
[202066922,null,"CIAC","HRCU-A-CB-O","CG43PX036PH3N1H","Mini-Splits","CH43PX036-H3N1H",10,36000,21400]
[205313432,null,"CIAC","HRCU-A-CB-O","CG43PX036PH3N1H","Mini-Splits","CH43PX036-H3N1H",10,36000,21400]
[7953772,null,"CIAC","HRCU-A-CB","CM43AX018-H3H1H","Mini-Splits","CC43AX018-E3H1H",9.5,18800,10900]
[7953771,null,"CIAC","HRCU-A-CB-O","CM43AX018-H3H1H","Mini-Splits","CF43AX018-M3H1H",9.5,19100,10900]
[7953770,null,"CIAC","HRCU-A-CB-O","CM43AX018-H3H1H","Mini-Splits","CK43AX018-C3H1H",9,18400,9900]
[7953773,null,"CIAC","HRCU-A-CB","CM43AX024-H3H1H","Mini-Splits","CC43AX024-E3H1H",10,27200,16700]
[7953775,null,"CIAC","HRCU-A-CB-O","CM43AX024-H3H1H","Mini-Splits","CF43AX024-M3H1H",10,27200,15700]
[7953774,null,"CIAC","HRCU-A-CB-O","CM43AX024-H3H1H","Mini-Splits","CK43AX024-C3H1H",10,27200,15700]
[7953776,null,"CIAC","HRCU-A-CB","CM43AX030-H3H1H","Mini-Splits","CC43AX030-E3H1H",9,31200,16700]
[7953778,null,"CIAC","HRCU-A-CB-O","CM43AX030-H3H1H","Mini-Splits","CF43AX030-M3H1H",9,31200,18000]
[7953777,null,"CIAC","HRCU-A-CB-O","CM43AX030-H3H1H","Mini-Splits","CK43AX030-C3H1H",9,31200,16700]
[7953779,null,"CIAC","HRCU-A-CB","CM43AX036-H3H1H","Mini-Splits","CC43AX036-E3H1H",9,41000,24600]
[7953781,null,"CIAC","HRCU-A-CB-O","CM43AX036-H3H1H","Mini-Splits","CF43AX036-M3H1H",9,41000,23400]
[7953780,null,"CIAC","HRCU-A-CB-O","CM43AX036-H3H1H","Mini-Splits","CK43AX036-C3H1H",9,41000,23400]
[7953782,null,"CIAC","HRCU-A-CB","CM43AX042-H3H1H","Mini-Splits","CC43AX042-E3H1H",9,44000,24800]
[7953784,null,"CIAC","HRCU-A-CB-O","CM43AX042-H3H1H","Mini-Splits","CF43AX042-M3H1H",9,44000,24800]
[7953783,null,"CIAC","HRCU-A-CB-O","CM43AX042-H3H1H","Mini-Splits","CK43AX042-C3H1H",9,44000,24400]
[7953785,null,"CIAC","HRCU-A-CB","CM43AX048-H3H1H","Mini-Splits","CC43AX048-E3H1H",9,54500,30600]
[7953819,null,"CIAC","HRCU-A-CB-O","CM43AX048-H3H1H","Mini-Splits","CF43AX048-M3H1H",9,54500,28600]
[7953818,null,"CIAC","HRCU-A-CB-O","CM43AX048-H3H1H","Mini-Splits","CK43AX048-C3H1H",9,54500,27600]
[202132214,null,"CLASSIC","HRCU-A-CB-O","HRDKC30AS","Mini-Splits","HWDKC30S",12.3,31000,16000]
[202132215,null,"CLASSIC","HRCU-A-CB-O","HRDKC36AS","Mini-Splits","HWDKC36S",9.6,33400,17500]
[201810389,null,"CLASSIC","HRCU-A-CB-O","HRDKT30AS","Mini-Splits","HWDKT30S",12.3,31000,16000]
[201810391,null,"CLASSIC","HRCU-A-CB-O","HRDKT36AS","Mini-Splits","HRDKT36AS",9.6,33400,17500]
[205287347,null,"CLASSIC","HRCU-A-CB-O","HRHDBC09AS","Mini-Splits","HWHDBC09S",10.7,9500,5000]
[205287353,null,"CLASSIC","HRCU-A-CB-O","HRHDBC09SA","Mini-Splits","HWHDBC09SA",10,9500,5000]
[201810392,null,"CLASSIC","HRCU-A-CB-O","HRHDBC12AS","Mini-Splits","HWHDBC12S",10.8,13000,7500]
[205287348,null,"CLASSIC","HRCU-A-CB-O","HRHDBC12AS2","Mini-Splits","HWHDBC12S2",10.5,13000,7500]
[205287354,null,"CLASSIC","HRCU-A-CB-O","HRHDBC12SA","Mini-Splits","HWHDBC12SA",10.5,13000,7500]
[201810393,null,"CLASSIC","HRCU-A-CB-O","HRHDBC18AS","Mini-Splits","HWHDBC18S",11.6,19000,11600]
[205287349,null,"CLASSIC","HRCU-A-CB-O","HRHDBC18AS2","Mini-Splits","HWHDBC18S2",11.6,19000,11600]
[201810394,null,"CLASSIC","HRCU-A-CB-O","HRHDBC24AS","Mini-Splits","HWHDBC24S",10.5,24200,15400]
[205287350,null,"CLASSIC","HRCU-A-CB-O","HRHDBC24AS2","Mini-Splits","HWHDBC24S2",10.5,26000,14500]
[10327034,null,"CLASSIC","HMSV-A-CB","MMCUC18AS2","Non-Ducted Indoor Units","Multiple combinations, check manufacturer compatibility",10,18000,11800]
[10327039,null,"CLASSIC","HMSV-A-CB","MMCUC27AS3","Non-Ducted Indoor Units","Multiple combinations, check manufacturer compatibility",9.8000000000000007,28000,16800]
[10327043,null,"CLASSIC","HMSV-A-CB","MMCUC36AS4","Non-Ducted Indoor Units","Multiple combinations, check manufacturer compatibility",10.3,36000,25400]
[10327047,null,"CLASSIC","HMSV-A-CB","MMCUC48AS5","Non-Ducted Indoor Units","Multiple combinations, check manufacturer compatibility",10.4,48000,30800]
[8784470,null,"CLASSIC","HRCU-A-CB-O","MRHAC30AS","Mini-Splits","MWHAC30S",9.6,30000,19000]
[8784472,null,"CLASSIC","HRCU-A-CB-O","MRHAC36AS","Mini-Splits","MWHAC36S",10,36000,21400]
[9962538,null,"CLASSIC","HRCU-A-CB-O","MRHAEC09AS","Mini-Splits","MWHAEC09S",9,9800,6000]
[9962540,null,"CLASSIC","HRCU-A-CB-O","MRHAEC12AS","Mini-Splits","MWHAEC12S",9,12000,7500]
[9962542,null,"CLASSIC","HRCU-A-CB-O","MRHAEC18AS","Mini-Splits","MWHAEC18S",9,18000,11500]
[204543099,null,"CLASSIC","HRCU-A-CB-O","MRHDRC09AS","Mini-Splits","MWHDRC09S",10,9800,5800]
[202427206,null,"CLASSIC","HRCU-A-CB-O","MRHDRC12AS","Mini-Splits","MWHDRC12S",9.6,12000,7300]
[203376733,null,"CLASSIC","HRCU-A-CB-O","MRHDRC12ASA","Mini-Splits","MWHDRC12SA",10.6,12000,7200]
[203376734,null,"CLASSIC","HRCU-A-CB-O","MRHDRC18AS","Mini-Splits","MWHDRC18S",10.6,18000,11400]
[202427208,null,"CLASSIC","HRCU-A-CB-O","MRHDRC18AS","Mini-Splits","MWHDRC18S",10.6,18000,11400]
[203376735,null,"CLASSIC","HRCU-A-CB-O","MRHDRC24AS","Mini-Splits","MWHDRC24S",9.6,24800,15300]
[202363962,null,"CLASSIC","HRCU-A-CB-O","MRHDRC24AS","Mini-Splits","MWHDRC24S",9.6,24800,15300]
[8965363,null,"CLASSIC","HRCU-A-CB-O","MROHC09AS2","Mini-Splits","MWOHC09S2",11.2,10900,6900]
[8965365,null,"CLASSIC","HRCU-A-CB-O","MROHC12AS2","Mini-Splits","MWOHC12S2",12,12000,7800]
[8965367,null,"CLASSIC","HRCU-A-CB-O","MROHC18AS2","Mini-Splits","MWOHC18S2",10.3,18000,10800]
[8965369,null,"CLASSIC","HRCU-A-CB-O","MROHC24AS2","Mini-Splits","MWOHC24S2",11.5,24000,15400]
[8752719,null,"CLASSIC","HRCU-A-CB-O","MROHNC12AS","Mini-Splits","MCHINC12S",10.6,12000,8700]
[8752720,null,"CLASSIC","HRCU-A-CB-O","MROHNC18AS","Mini-Splits","MCHINC18S",10.5,18000,12000]
[10595492,null,"CLASSIC","HRCU-A-CB-O","MROHNC24AS","Mini-Splits","MCHINC24S",11.5,24000,16200]
[10595493,null,"CLASSIC","HRCU-A-CB-O","MROHNC36AS","Mini-Splits","MCHINC36S",10.5,38000,25200]
[10595494,null,"CLASSIC","HRCU-A-CB-O","MROHNC48AS","Mini-Splits","MCHINC48S",11,50000,35000]
[201755272,null,"CLASSIC AMERICA","HRCU-A-CB-O","KFR26-GW/AB21(O)","Mini-Splits","KFR26-GW/AB21(I)",10.5,9800,5900]
[9962528,null,"CLASSIC AMERICA","HRCU-A-CB-O","KFR35-GW/MA3B(O)","Mini-Splits","KFR35-GW/MA3B(I)",9,12000,7500]
[205352242,null,"Classic America","HRCU-A-CB-O","MSC-09HAC1-O","Mini-Splits","MSC-09HAC1-I",10.5,9500,5900]
[205352243,null,"Classic America","HRCU-A-CB-O","MSC-12HAC1-O","Mini-Splits","MSC-12HAC1-I",10,12000,7000]
[205352244,null,"Classic America","HRCU-A-CB-O","MSC-24HAC2-O","Mini-Splits","MSC-24HAC2-I",10,24400,16200]
[204007909,null,"Clearity","HRCU-A-CB-O","MOB30-12HFN1-MV0W","Mini-Splits","CS11M-12HRFN1-MU5W",12,12000,7800]
[204007910,null,"Clearity","HRCU-A-CB-O","MOCA30-18HFN1-MT0W","Mini-Splits","CS11M-18HRFN1-MT0W",10.3,18000,10800]
[202140585,null,"Coleman","HMSV-A-CB","CVAHP036B21S","Non-Ducted Indoor Units","Multiple combinations, check manufacturer compatibility",12.8,40000,23800]
[202140586,null,"Coleman","HMSV-A-CB","CVAHP036B21S","Ducted Indoor Units","Multiple combinations, check manufacturer compatibility",11,40000,23800]
[202140591,null,"Coleman","HMSV-A-CB","CVAHP036B21S","Mixed Ducted and Non-Ducted Indoor Units","Multiple combinations, check manufacturer compatibility",11.9,40000,23800]
[203994971,null,"Coleman","HMSV-A-CB","CVAHP036B21S*","Non-Ducted Indoor Units","Multiple combinations, check manufacturer compatibility",12.8,40000,23800]
[203994979,null,"Coleman","HMSV-A-CB","CVAHP036B21S*","Ducted Indoor Units","Multiple combinations, check manufacturer compatibility",11,40000,23800]
[203995173,null,"Coleman","HMSV-A-CB","CVAHP036B21S*","Mixed Ducted and Non-Ducted Indoor Units","Multiple combinations, check manufacturer compatibility",11.9,40000,23800]
[202140587,null,"Coleman","HMSV-A-CB","CVAHP048B21S","Non-Ducted Indoor Units","Multiple combinations, check manufacturer compatibility",11.7,54000,32000]
[202140589,null,"Coleman","HMSV-A-CB","CVAHP048B21S","Ducted Indoor Units","Multiple combinations, check manufacturer compatibility",11.8,54000,32000]
[202140592,null,"Coleman","HMSV-A-CB","CVAHP048B21S","Mixed Ducted and Non-Ducted Indoor Units","Multiple combinations, check manufacturer compatibility",11.75,54000,32000]
[203994972,null,"Coleman","HMSV-A-CB","CVAHP048B21S*","Non-Ducted Indoor Units","Multiple combinations, check manufacturer compatibility",11.7,54000,32000]
[203994980,null,"Coleman","HMSV-A-CB","CVAHP048B21S*","Ducted Indoor Units","Multiple combinations, check manufacturer compatibility",11.8,54000,32000]
[203995174,null,"Coleman","HMSV-A-CB","CVAHP048B21S*","Mixed Ducted and Non-Ducted Indoor Units","Multiple combinations, check manufacturer compatibility",11.75,54000,32000]
[202140588,null,"Coleman","HMSV-A-CB","CVAHP060B21S","Non-Ducted Indoor Units","Multiple combinations, check manufacturer compatibility",12.1,64000,42000]
[202140590,null,"Coleman","HMSV-A-CB","CVAHP060B21S","Ducted Indoor Units","Multiple combinations, check manufacturer compatibility",10.6,64000,42000]
[202140593,null,"Coleman","HMSV-A-CB","CVAHP060B21S","Mixed Ducted and Non-Ducted Indoor Units","Multiple combinations, check manufacturer compatibility",11.35,64000,42000]
[203994966,null,"Coleman","HMSV-A-CB","CVAHP060B21S*","Non-Ducted Indoor Units","Multiple combinations, check manufacturer compatibility",12.1,64000,42000]
[203994981,null,"Coleman","HMSV-A-CB","CVAHP060B21S*","Ducted Indoor Units","Multiple combinations, check manufacturer compatibility",10.6,64000,42000]
[203995175,null,"Coleman","HMSV-A-CB","CVAHP060B21S*","Mixed Ducted and Non-Ducted Indoor Units","Multiple combinations, check manufacturer compatibility",11.35,64000,42000]
[8578530,null,"COLEMAN BY JOHNSON CONTROLS","HRCU-A-CB-O","DHP09CSB11S","Mini-Splits","DHP09NWB11S",9,9600,5400]
[8578538,null,"COLEMAN BY JOHNSON CONTROLS","HRCU-A-CB-O","DHP09CSB21S","Mini-Splits","DHP09NWB21S",9,9500,5600]
[8578534,null,"COLEMAN BY JOHNSON CONTROLS","HRCU-A-CB-O","DHP12CSB11S","Mini-Splits","DHP12NWB11S",9,13000,7600]
[8578542,null,"COLEMAN BY JOHNSON CONTROLS","HRCU-A-CB-O","DHP12CSB21S","Mini-Splits","DHP12NWB21S",9,13000,7700]
[8578546,null,"COLEMAN BY JOHNSON CONTROLS","HRCU-A-CB-O","DHP18CSB21S","Mini-Splits","DHP18NWB21S",9,19000,12000]
[8578550,null,"COLEMAN BY JOHNSON CONTROLS","HRCU-A-CB-O","DHP24CSB21S","Mini-Splits","DHP24NWB21S",9,23000,13500]
[8578554,null,"COLEMAN BY JOHNSON CONTROLS","HRCU-A-CB-O","DHP30CSB21S","Mini-Splits","DHP30NWB21S",9,28400,19200]
[10509466,null,"COLEMAN BY JOHNSON CONTROLS","HRCU-A-CB-O","DHP36CSB21S","Mini-Splits","DHP36NWB21S",9,34600,20200]
[5557299,null,"COLEMAN BY JOHNSON CONTROLS","HRCU-A-CB-O","DHPM12CSM42Q1A","Mini-Splits","DHPM12NWM42Q1A",9.1999999999999993,13000,7600]
[5557305,null,"COLEMAN BY JOHNSON CONTROLS","HRCU-A-CB-O","DHPM18CSM42Q1A","Mini-Splits","DHPM18NWM42Q1A",10,19800,12700]
[5557311,null,"COLEMAN BY JOHNSON CONTROLS","HRCU-A-CB-O","DHPM24CSM42Q1A","Mini-Splits","DHPM24NWM42Q1A",10,23000,15000]
[8578430,null,"COLEMAN BY JOHNSON CONTROLS","HRCU-A-CB-O","DHR18CSB21S","Mini-Splits","DHR18NCB21S",9.5,19100,10900]
[8578422,null,"COLEMAN BY JOHNSON CONTROLS","HRCU-A-CB","DHR18CSB21S","Mini-Splits","DHR18NDB21S",9.5,18800,10900]
[8578426,null,"COLEMAN BY JOHNSON CONTROLS","HRCU-A-CB-O","DHR18CSB21S","Mini-Splits","DHR18NKB21S",9,18400,9900]
[8578442,null,"COLEMAN BY JOHNSON CONTROLS","HRCU-A-CB-O","DHR24CSB21S","Mini-Splits","DHR24NCB21S",10,27200,15700]
[8578434,null,"COLEMAN BY JOHNSON CONTROLS","HRCU-A-CB","DHR24CSB21S","Mini-Splits","DHR24NDB21S",10,27200,16700]
[8578438,null,"COLEMAN BY JOHNSON CONTROLS","HRCU-A-CB-O","DHR24CSB21S","Mini-Splits","DHR24NKB21S",10,27200,15700]
[8578454,null,"COLEMAN BY JOHNSON CONTROLS","HRCU-A-CB-O","DHR30CSB21S","Mini-Splits","DHR30NCB21S",9,31200,18000]
[8578446,null,"COLEMAN BY JOHNSON CONTROLS","HRCU-A-CB","DHR30CSB21S","Mini-Splits","DHR30NDB21S",9,31200,16700]
[8578450,null,"COLEMAN BY JOHNSON CONTROLS","HRCU-A-CB-O","DHR30CSB21S","Mini-Splits","DHR30NKB21S",9,31200,16700]
[8578466,null,"COLEMAN BY JOHNSON CONTROLS","HRCU-A-CB-O","DHR36CSB21S","Mini-Splits","DHR36NCB21S",9,41000,23400]
[8578458,null,"COLEMAN BY JOHNSON CONTROLS","HRCU-A-CB","DHR36CSB21S","Mini-Splits","DHR36NDB21S",9,41000,24600]
[8578462,null,"COLEMAN BY JOHNSON CONTROLS","HRCU-A-CB-O","DHR36CSB21S","Mini-Splits","DHR36NKB21S",9,41000,23400]
[8578478,null,"COLEMAN BY JOHNSON CONTROLS","HRCU-A-CB-O","DHR42CSB21S","Mini-Splits","DHR42NCB21S",9,44000,24800]
[8578470,null,"COLEMAN BY JOHNSON CONTROLS","HRCU-A-CB","DHR42CSB21S","Mini-Splits","DHR42NDB21S",9,44000,24800]
[8578474,null,"COLEMAN BY JOHNSON CONTROLS","HRCU-A-CB-O","DHR42CSB21S","Mini-Splits","DHR42NKB21S",9,44000,24400]
[8578490,null,"COLEMAN BY JOHNSON CONTROLS","HRCU-A-CB-O","DHR48CSB21S","Mini-Splits","DHR48NCB21S",9,54500,28600]
[8578482,null,"COLEMAN BY JOHNSON CONTROLS","HRCU-A-CB","DHR48CSB21S","Mini-Splits","DHR48NDB21S",9,54500,30600]
[8578486,null,"COLEMAN BY JOHNSON CONTROLS","HRCU-A-CB-O","DHR48CSB21S","Mini-Splits","DHR48NKB21S",9,54500,27600]
[8581782,null,"COLEMAN BY JOHNSON CONTROLS","HRCU-A-CB-O","DHW18CMB21S","Non-Ducted Indoor Units","Multiple combinations, check manufacturer compatibility",9,19000,12300]
[8581786,null,"COLEMAN BY JOHNSON CONTROLS","HMSV-A-CB","DHW18CMB21S","Ducted Indoor Units","Multiple combinations, check manufacturer compatibility",9,19000,12300]
[8581792,null,"COLEMAN BY JOHNSON CONTROLS","HMSV-A-CB","DHW24CMB21S","Ducted Indoor Units","Multiple combinations, check manufacturer compatibility",9,29000,17800]
[8581795,null,"COLEMAN BY JOHNSON CONTROLS","HRCU-A-CB-O","DHW24CMB21S","Non-Ducted Indoor Units","Multiple combinations, check manufacturer compatibility",10.199999999999999,29000,17800]
[8581967,null,"COLEMAN BY JOHNSON CONTROLS","HMSV-A-CB","DHW30CMB21S","Non-Ducted Indoor Units","Multiple combinations, check manufacturer compatibility",10.199999999999999,31600,19400]
[8581971,null,"COLEMAN BY JOHNSON CONTROLS","HMSV-A-CB","DHW30CMB21S","Ducted Indoor Units","Multiple combinations, check manufacturer compatibility",9.8000000000000007,32000,19800]
[8578502,null,"COLEMAN BY JOHNSON CONTROLS","HMSV-A-CB","DHW36CMB21S","Non-Ducted Indoor Units","Multiple combinations, check manufacturer compatibility",10.199999999999999,42500,24800]
[8581975,null,"COLEMAN BY JOHNSON CONTROLS","HMSV-A-CB","DHW36CMB21S","Ducted Indoor Units","Multiple combinations, check manufacturer compatibility",9.9,43500,25000]
[8578506,null,"COLEMAN BY JOHNSON CONTROLS","HMSV-A-CB","DHW42CMB21S","Non-Ducted Indoor Units","Multiple combinations, check manufacturer compatibility",10.199999999999999,45000,29000]
[8581979,null,"COLEMAN BY JOHNSON CONTROLS","HMSV-A-CB","DHW42CMB21S","Ducted Indoor Units","Multiple combinations, check manufacturer compatibility",9.6,46500,28000]
[8578562,null,"COLEMAN BY JOHNSON CONTROLS","HRCU-A-CB-O","DHX09CSB11S","Mini-Splits","DHX09NWB11S",10.5,9900,6100]
[8578570,null,"COLEMAN BY JOHNSON CONTROLS","HRCU-A-CB-O","DHX09CSB21S","Mini-Splits","DHX09NWB21S",10.5,11000,6800]
[8578566,null,"COLEMAN BY JOHNSON CONTROLS","HRCU-A-CB-O","DHX12CSB11S","Mini-Splits","DHX12NWB11S",10.199999999999999,12200,6800]
[8578574,null,"COLEMAN BY JOHNSON CONTROLS","HRCU-A-CB-O","DHX12CSB21S","Mini-Splits","DHX12NWB21S",11,13000,7100]
[8578578,null,"COLEMAN BY JOHNSON CONTROLS","HRCU-A-CB-O","DHX18CSB21S","Mini-Splits","DHX18NWB21S",10.5,19800,12400]
[8578582,null,"COLEMAN BY JOHNSON CONTROLS","HRCU-A-CB-O","DHX24CSB21S","Mini-Splits","DHX24NWB21S",10,23000,14600]
[8578514,null,"COLEMAN BY JOHNSON CONTROLS","HRCU-A-CB-O","DHY09CSB21S","Mini-Splits","DHY09NWB21S",10,9800,5800]
[8578518,null,"COLEMAN BY JOHNSON CONTROLS","HRCU-A-CB-O","DHY12CSB21S","Mini-Splits","DHY12NWB21S",10,13000,8000]
[8578522,null,"COLEMAN BY JOHNSON CONTROLS","HRCU-A-CB-O","DHY18CSB21S","Mini-Splits","DHY18NWB21S",10,19000,12100]
[8578526,null,"COLEMAN BY JOHNSON CONTROLS","HRCU-A-CB-O","DHY24CSB21S","Mini-Splits","DHY24NWB21S",10,25000,15300]
[8578586,null,"COLEMAN BY JOHNSON CONTROLS","HRCU-A-CB-O","DHZ09CSB21S","Mini-Splits","DHZ09NWB21S",10.5,9000,5500]
[8578590,null,"COLEMAN BY JOHNSON CONTROLS","HRCU-A-CB-O","DHZ12CSB21S","Mini-Splits","DHZ12NWB21S",10.5,13000,8500]
[8578594,null,"COLEMAN BY JOHNSON CONTROLS","HRCU-A-CB-O","DHZ18CSB21S","Mini-Splits","DHZ18NWB21S",10.5,19000,12700]
[205092317,null,"COMFEE","HRCU-A-CB-O","MOB30-12HFN1-MV0W","Mini-Splits","CS11M-12HRFN1-MV0W",12,12000,7800]
[200059238,10304042,"COMFEE","HRCU-A-CB-O","MOB30-12HFN1-MV0W","Mini-Splits","CS11M-12HRFN1-MV0W",12,12000,7800]
[200059045,8849282,"COMFEE","HRCU-A-CB-O","MOCA30-18HFN1-MT0W","Mini-Splits","CS11M-18HRFN1-MT0W",10.3,18000,10800]
[205092308,null,"COMFEE","HRCU-A-CB-O","MOCA30-18HFN1-MT0W","Mini-Splits","CS11M-18HRFN1-MT0W",10.3,18000,10800]
[205092314,null,"COMFEE","HRCU-A-CB-O","MOD01-36HFN1-MP0W","Mini-Splits","MSMBE-36HRFN1-MP0W",10,36000,20600]
[200059095,9962508,"COMFEE","HRCU-A-CB-O","MOD01-36HFN1-MP0W","Mini-Splits","MSMBE-36HRFN1-MP0W",10,36000,20600]
[205092311,null,"COMFEE","HRCU-A-CB-O","MOD30-24HFN1-MT0W","Mini-Splits","CS11M-23HRFN1-MT0W",11.5,24000,15400]
[200059048,8849283,"COMFEE","HRCU-A-CB-O","MOD30-24HFN1-MT0W","Mini-Splits","CS11M-23HRFN1-MT0W",11.5,24000,15400]
[202443538,null,"Comfor Matic","HRCU-A-CB-O","AWGSC12-H2","Mini-Splits","AWGSE12-H2",9,13000,7500]
[202443539,null,"Comfor Matic","HRCU-A-CB-O","AWGSC18-H2","Mini-Splits","AWGSE18-H2",9,19800,11300]
[202443540,null,"Comfor Matic","HRCU-A-CB-O","AWGSC24-H2","Mini-Splits","AWGSE24-H2",10,24000,16000]
[8991963,null,"COMFORMATIC","HRCU-A-CB-O","AWGKC12-H2","Mini-Splits","AWGKE12-H2",9,13000,7700]
[8991964,null,"COMFORMATIC","HRCU-A-CB-O","AWGKC18-H2","Mini-Splits","AWGKE18-H2",9,19000,12000]
[8991965,null,"COMFORMATIC","HRCU-A-CB-O","AWGKC24-H2","Mini-Splits","AWGKE24-H2",9,23000,13500]
[201785526,null,"COMFORT-AIRE","HRCU-A-CB-O","A-DVC09SF-0A","Mini-Splits","B-DVC09SF-0A",9,9500,5800]
[200059122,10028931,"COMFORT-AIRE","HRCU-A-CB-O","A-DVC18SF-1","Mini-Splits","B-DVC18SF-1",9.8000000000000007,18000,12200]
[200059239,10308999,"COMFORT-AIRE","HRCU-A-CB-O","A-DVH09SF-0","Mini-Splits","B-DVH09SF-0",9,9500,5800]
[204520282,null,"COMFORT-AIRE","HRCU-A-CB-O","A-DVH09SF-1","Mini-Splits","B-DVH09SF-1",9.5,9000,6000]
[205287684,null,"COMFORT-AIRE","HRCU-A-CB-O","A-DVH09SG-0","Mini-Splits","B-DVH09SG-0",10,10000,6000]
[205047887,null,"COMFORT-AIRE","HRCU-A-CB-O","A-DVH09SG-1","Mini-Splits","B-DVH09SG-1",9.5,9000,6000]
[200059096,9962531,"COMFORT-AIRE","HRCU-A-CB-O","A-DVH12SF-0","Mini-Splits","B-DVH12SF-0",9,12000,7500]
[204520281,null,"COMFORT-AIRE","HRCU-A-CB-O","A-DVH12SF-0","Mini-Splits","B-DVH12SF-0",9,12000,7500]
[204520283,null,"COMFORT-AIRE","HRCU-A-CB-O","A-DVH12SF-1","Mini-Splits","B-DVH12SF-1",9,11800,6800]
[205047886,null,"COMFORT-AIRE","HRCU-A-CB-O","A-DVH12SG-0","Mini-Splits","B-DVH12SG-0",9.5,12000,7500]
[205047888,null,"COMFORT-AIRE","HRCU-A-CB-O","A-DVH12SG-1","Mini-Splits","B-DVH12SG-1",9.5,12000,6800]
[200059098,9962532,"COMFORT-AIRE","HRCU-A-CB-O","A-DVH18SF-1","Mini-Splits","B-DVH18SF-1",9.8000000000000007,18000,12200]
[204520284,null,"COMFORT-AIRE","HRCU-A-CB-O","A-DVH18SF-1","Mini-Splits","B-DVH18SF-1",9.8000000000000007,18000,12200]
[205047889,null,"COMFORT-AIRE","HRCU-A-CB-O","A-DVH18SG-1","Mini-Splits","B-DVH18SG-1",10,18000,11000]
[204520285,null,"COMFORT-AIRE","HRCU-A-CB-O","A-DVH24SF-1","Mini-Splits","B-DVH24SF-1",9,25000,14800]
[200059100,9962533,"COMFORT-AIRE","HRCU-A-CB-O","A-DVH24SF-1","Mini-Splits","B-DVH24SF-1",9,25000,14800]
[205047890,null,"COMFORT-AIRE","HRCU-A-CB-O","A-DVH24SG-1","Mini-Splits","B-DVH24SG-1",9.5,24000,14400]
[200059170,10238947,"COMFORT-AIRE","HRCU-A-CB-O","A-SVH09SA-0","Mini-Splits","B-SVH09SA-0",9,9800,5800]
[205281495,null,"COMFORT-AIRE","HRCU-A-CB-O","A-SVH09SB-0","Mini-Splits","B-SVH09SB-0",9.8000000000000007,9800,5500]
[200059174,10238949,"COMFORT-AIRE","HRCU-A-CB-O","A-SVH12SA-0","Mini-Splits","B-SVH12SA-0",9,12000,7500]
[200059176,10238950,"COMFORT-AIRE","HRCU-A-CB-O","A-SVH12SA-1","Mini-Splits","B-SVH12SA-1",9.3000000000000007,12000,6800]
[205281496,null,"COMFORT-AIRE","HRCU-A-CB-O","A-SVH12SB-0","Mini-Splits","B-SVH12SB-0",9.4,12000,6500]
[205281497,null,"COMFORT-AIRE","HRCU-A-CB-O","A-SVH12SB-1","Mini-Splits","B-SVH12SB-1",9.4,12000,6500]
[200059178,10238951,"COMFORT-AIRE","HRCU-A-CB-O","A-SVH18SA-1","Mini-Splits","B-SVH18SA-1",9.8000000000000007,18000,12200]
[205281498,null,"COMFORT-AIRE","HRCU-A-CB-O","A-SVH18SB-1","Mini-Splits","B-SVH18SB-1",9.6999999999999993,18000,11000]
[205281499,null,"COMFORT-AIRE","HRCU-A-CB-O","A-SVH24SB-1","Mini-Splits","B-SVH24SB-1",9.5,24000,14400]
[200059083,9959455,"COMFORT-AIRE","HMSV-A-CB","A-VFH18DB-1","Non-Ducted Indoor Units","Multiple combinations, check manufacturer compatibility",11,19000,12800]
[200059085,9959457,"COMFORT-AIRE","HMSV-A-CB","A-VFH24TB-1","Non-Ducted Indoor Units","Multiple combinations, check manufacturer compatibility",11,26000,16600]
[200059087,9959459,"COMFORT-AIRE","HMSV-A-CB","A-VFH30QB-1","Non-Ducted Indoor Units","Multiple combinations, check manufacturer compatibility",11.5,30000,18000]
[200059089,9959461,"COMFORT-AIRE","HMSV-A-CB","A-VFH36QB-1","Non-Ducted Indoor Units","Multiple combinations, check manufacturer compatibility",11.5,42500,20000]
[200059091,9959463,"COMFORT-AIRE","HMSV-A-CB","A-VFH42PB-1","Non-Ducted Indoor Units","Multiple combinations, check manufacturer compatibility",10.199999999999999,45000,29000]
[202065035,null,"COMFORT-AIRE","HRCU-A-CB-O","A-VLU36SA-1","Mini-Splits","B-VLU36CA-1",10.5,38000,25200]
[202065059,null,"COMFORT-AIRE","HRCU-A-CB-O","A-VLU48CA-1","Mini-Splits","B-VLU48CA-1",11,50000,35000]
[205123796,null,"COMFORT-AIRE","HRCU-A-CB-O","A-VMH09SU-1","Mini-Splits","B-VMH09CU-1",10.8,10000,6700]
[202110989,null,"COMFORT-AIRE","HRCU-A-CB","A-VMH09SU-1","Mini-Splits","B-VMH09DU-1",12,10000,7200]
[200059041,8779092,"COMFORT-AIRE","HRCU-A-CB-O","A-VMH09SU-1","Mini-Splits","B-VMH09SU-1",11.2,10900,6900,"Yes"]
[205123794,null,"COMFORT-AIRE","HRCU-A-CB-O","A-VMH09SU-1","Mini-Splits","B-VMH09SU-1C",11.2,10900,6900,"Yes"]
[205288547,null,"COMFORT-AIRE","HRCU-A-CB-O","A-VMH09SU-1","Mini-Splits","B-VMH09SU-1C",11.2,10900,6900]
[205123797,null,"COMFORT-AIRE","HRCU-A-CB-O","A-VMH12SU-1","Mini-Splits","B-VMH12CU-1",10.6,12000,8700,"Yes"]
[202110991,null,"COMFORT-AIRE","HRCU-A-CB","A-VMH12SU-1","Mini-Splits","B-VMH12DU-1",11,12000,8500]
[205123800,null,"COMFORT-AIRE","HRCU-A-CB-O","A-VMH12SU-1","Mini-Splits","B-VMH12FU-1",10.5,12000,9600]
[200059039,8779091,"COMFORT-AIRE","HRCU-A-CB-O","A-VMH12SU-1","Mini-Splits","B-VMH12SU-1",12,12000,7800,"Yes"]
[205123795,null,"COMFORT-AIRE","HRCU-A-CB-O","A-VMH12SU-1","Mini-Splits","B-VMH12SU-1C",12,12000,7800,"Yes"]
[205288546,null,"COMFORT-AIRE","HRCU-A-CB-O","A-VMH12SU-1","Mini-Splits","B-VMH12SU-1C",12,12000,7800]
[201810031,null,"COMFORT-AIRE","HMSV-A-CB","A-VMH18DU-1","Ducted Indoor Units","Multiple combinations, check manufacturer compatibility",9.8000000000000007,19000,12600]
[201810034,null,"COMFORT-AIRE","HMSV-A-CB","A-VMH18DU-1","Non-Ducted Indoor Units","Multiple combinations, check manufacturer compatibility",9.8000000000000007,20000,12600]
[201810037,null,"COMFORT-AIRE","HMSV-A-CB","A-VMH18DU-1","Ducted Indoor Units","Multiple combinations, check manufacturer compatibility",9.8000000000000007,19000,12600]
[200059037,8779090,"COMFORT-AIRE","HRCU-A-CB-O","A-VMH18SU-1","Mini-Splits","B-VMH18SU-1",10.3,18000,10800]
[200059120,10028930,"COMFORT-AIRE","HRCU-A-CB-O","A-VMH18SU-1","Mini-Splits","B-VMH18SU-1",11,17000,10800]
[205123798,null,"COMFORT-AIRE","HRCU-A-CB-O","A-VMH18SU-1A","Mini-Splits","B-VMH18CU-1",10.5,18000,12000]
[202110993,null,"COMFORT-AIRE","HRCU-A-CB","A-VMH18SU-1A","Mini-Splits","B-VMH18DU-1",11,19000,13400]
[201810040,null,"COMFORT-AIRE","HRCU-A-CB-O","A-VMH18SU-1A","Mini-Splits","B-VMH18SU-1A",10.3,18000,10800]
[205123801,null,"COMFORT-AIRE","HRCU-A-CB-O","A-VMH18SU-1A","Mini-Splits","B-VMH18UU-1",10.6,18000,13400]
[205123799,null,"COMFORT-AIRE","HRCU-A-CB-O","A-VMH24SU-1","Mini-Splits","B-VMH24CU-1",11.5,24000,16200]
[202110995,null,"COMFORT-AIRE","HRCU-A-CB","A-VMH24SU-1","Mini-Splits","B-VMH24DU-1",12.5,24000,17200]
[200059035,8779089,"COMFORT-AIRE","HRCU-A-CB-O","A-VMH24SU-1","Mini-Splits","B-VMH24SU-1",11.5,24000,15400,"Yes"]
[205123802,null,"COMFORT-AIRE","HRCU-A-CB-O","A-VMH24SU-1","Mini-Splits","B-VMH24UU-1",11.5,24000,17200]
[201810032,null,"COMFORT-AIRE","HMSV-A-CB","A-VMH28TU-1","Ducted Indoor Units","Multiple combinations, check manufacturer compatibility",10,28400,16600]
[201810035,null,"COMFORT-AIRE","HMSV-A-CB","A-VMH28TU-1","Non-Ducted Indoor Units","Multiple combinations, check manufacturer compatibility",10.4,31400,18000,"Yes"]
[201810038,null,"COMFORT-AIRE","HMSV-A-CB","A-VMH28TU-1","Ducted Indoor Units","Multiple combinations, check manufacturer compatibility",10,28400,16600]
[200059033,8779088,"COMFORT-AIRE","HRCU-A-CB-O","A-VMH30SD-1","Mini-Splits","B-VMH30SD-1",9.4,30000,18500]
[201810033,null,"COMFORT-AIRE","HMSV-A-CB","A-VMH36QU-1","Ducted Indoor Units","Multiple combinations, check manufacturer compatibility",11,37000,24600]
[201810036,null,"COMFORT-AIRE","HMSV-A-CB","A-VMH36QU-1","Non-Ducted Indoor Units","Multiple combinations, check manufacturer compatibility",10.5,36000,23200,"Yes"]
[201810039,null,"COMFORT-AIRE","HMSV-A-CB","A-VMH36QU-1","Ducted Indoor Units","Multiple combinations, check manufacturer compatibility",11,37000,24600]
[202195110,null,"COMFORT-AIRE","HMSV-A-CB","A-VMH48PU-1","Mixed Ducted and Non-Ducted Indoor Units","Multiple combinations, check manufacturer compatibility",10.6,49000,32200]
[202195112,null,"COMFORT-AIRE","HMSV-A-CB","A-VMH48PU-1","Ducted Indoor Units","Multiple combinations, check manufacturer compatibility",11.5,50000,34000]
[202195114,null,"COMFORT-AIRE","HMSV-A-CB","A-VMH48PU-1","Non-Ducted Indoor Units","Multiple combinations, check manufacturer compatibility",10.199999999999999,48000,29600,"Yes"]
[201835557,null,"COMFORTMAKER","HRCU-A-CB-O","DLCERAH09AAK","Mini-Splits","DLFEHAH09XAK",10,9800,5800]
[201835556,null,"COMFORTMAKER","HRCU-A-CB-O","DLCERAH12AAJ","Mini-Splits","DLFEHAH12XAJ",10.3,12000,7200]
[201835558,null,"COMFORTMAKER","HRCU-A-CB-O","DLCERAH12AAK","Mini-Splits","DLFEHAH12XAK",9.6,12000,7300]
[201835559,null,"COMFORTMAKER","HRCU-A-CB-O","DLCERAH18AAK","Mini-Splits","DLFEHAH18XAK",10.1,18000,11400]
[201835560,null,"COMFORTMAKER","HRCU-A-CB-O","DLCERAH24AAK","Mini-Splits","DLFEHAH24XAK",9.6,24800,15300]
[201835591,null,"COMFORTMAKER","HRCU-A-CB-O","DLCLRAH36AAK","Mini-Splits","DLFLCAH36XAK",10.5,38000,25200,"Yes"]
[201835569,null,"COMFORTMAKER","HRCU-A-CB","DLCLRAH36AAK","Mini-Splits","DLFLDAH36XAK",11.5,40000,27600,"Yes"]
[201835590,null,"COMFORTMAKER","HRCU-A-CB-O","DLCLRAH36AAK","Mini-Splits","DLFLFAH36XAK",10,38000,25400,"Yes"]
[201835594,null,"COMFORTMAKER","HRCU-A-CB-O","DLCLRAH48AAK","Mini-Splits","DLFLCAH48XAK",11,50000,35000,"Yes"]
[201835570,null,"COMFORTMAKER","HRCU-A-CB","DLCLRAH48AAK","Mini-Splits","DLFLDAH48XAK",10.3,49500,33400,"Yes"]
[201835593,null,"COMFORTMAKER","HRCU-A-CB-O","DLCLRAH48AAK","Mini-Splits","DLFLFAH48XAK",11,50000,35000,"Yes"]
[201835571,null,"COMFORTMAKER","HRCU-A-CB","DLCLRAH58AAK","Mini-Splits","DLFLDAH58XAK",9,60000,37600,"Yes"]
[201835595,null,"COMFORTMAKER","HRCU-A-CB-O","DLCLRAH58AAK","Mini-Splits","DLFLFAH58XAK",10.5,60000,39000,"Yes"]
[201835572,null,"COMFORTMAKER","HMSV-A-CB","DLCMRAH18BAK","Non-Ducted Indoor Units","Multiple combinations, check manufacturer compatibility",9.6999999999999993,18000,11600]
[201835576,null,"COMFORTMAKER","HMSV-A-CB","DLCMRAH18BAK","Ducted Indoor Units","Multiple combinations, check manufacturer compatibility",10,18500,11500]
[201835596,null,"COMFORTMAKER","HMSV-A-CB","DLCMRAH18BAK","Mixed Ducted and Non-Ducted Indoor Units","Multiple combinations, check manufacturer compatibility",9.85,18200,11550]
[201835573,null,"COMFORTMAKER","HMSV-A-CB","DLCMRAH27CAK","Non-Ducted Indoor Units","Multiple combinations, check manufacturer compatibility",10.8,27000,17800,"Yes"]
[201835577,null,"COMFORTMAKER","HMSV-A-CB","DLCMRAH27CAK","Ducted Indoor Units","Multiple combinations, check manufacturer compatibility",10,28000,17600]
[201835597,null,"COMFORTMAKER","HMSV-A-CB","DLCMRAH27CAK","Mixed Ducted and Non-Ducted Indoor Units","Multiple combinations, check manufacturer compatibility",10.4,27400,17700]
[201835574,null,"COMFORTMAKER","HMSV-A-CB","DLCMRAH36DAK","Non-Ducted Indoor Units","Multiple combinations, check manufacturer compatibility",10.199999999999999,36000,23600,"Yes"]
[201835578,null,"COMFORTMAKER","HMSV-A-CB","DLCMRAH36DAK","Ducted Indoor Units","Multiple combinations, check manufacturer compatibility",10,37000,23000]
[201835598,null,"COMFORTMAKER","HMSV-A-CB","DLCMRAH36DAK","Mixed Ducted and Non-Ducted Indoor Units","Multiple combinations, check manufacturer compatibility",10,37000,23000]
[201835575,null,"COMFORTMAKER","HMSV-A-CB","DLCMRAH48EAK","Non-Ducted Indoor Units","Multiple combinations, check manufacturer compatibility",10.199999999999999,48000,30400,"Yes"]
[201835579,null,"COMFORTMAKER","HMSV-A-CB","DLCMRAH48EAK","Ducted Indoor Units","Multiple combinations, check manufacturer compatibility",11.5,50000,34000]
[201835599,null,"COMFORTMAKER","HMSV-A-CB","DLCMRAH48EAK","Mixed Ducted and Non-Ducted Indoor Units","Multiple combinations, check manufacturer compatibility",10.85,49000,32200]
[201835554,null,"COMFORTMAKER","HRCU-A-CB-O","DLCPRAH09AAK","Mini-Splits","DLFPHAH09XAK",14.5,10000,7200,"Yes"]
[201835555,null,"COMFORTMAKER","HRCU-A-CB-O","DLCPRAH12AAK","Mini-Splits","DLFPHAH12XAK",13.6,12000,6800,"Yes"]
[202463644,null,"COMFORTMAKER","HRCU-A-CB-O","DLCPRAH18AAK","Mini-Splits","DLFPHAH18XAK",14,18000,12300,"Yes"]
[202463645,null,"COMFORTMAKER","HRCU-A-CB-O","DLCPRAH24AAK","Mini-Splits","DLFPHAH24XAK",12,24000,15400,"Yes"]
[201835561,null,"COMFORTMAKER","HRCU-A-CB-O","DLCSRAH09AAJ","Mini-Splits","DLFSHAH09XAJ",10.5,9800,5600,"Yes"]
[201835581,null,"COMFORTMAKER","HRCU-A-CB-O","DLCSRAH09AAK","Mini-Splits","DLFSCAH09XAK",10.199999999999999,10000,6700,"Yes"]
[201835580,null,"COMFORTMAKER","HRCU-A-CB","DLCSRAH09AAK","Mini-Splits","DLFSDAH09XAK",11.5,10000,6800,"Yes"]
[201835563,null,"COMFORTMAKER","HRCU-A-CB-O","DLCSRAH09AAK","Mini-Splits","DLFSHAH09XAK",10.5,12000,7500,"Yes"]
[201835562,null,"COMFORTMAKER","HRCU-A-CB-O","DLCSRAH12AAJ","Mini-Splits","DLFSHAH12XAJ",11,11800,7100,"Yes"]
[201835582,null,"COMFORTMAKER","HRCU-A-CB-O","DLCSRAH12AAK","Mini-Splits","DLFSCAH12XAK",10.199999999999999,12000,8200,"Yes"]
[201835584,null,"COMFORTMAKER","HRCU-A-CB","DLCSRAH12AAK","Mini-Splits","DLFSDAH12XAK",11,12500,8100,"Yes"]
[201835583,null,"COMFORTMAKER","HRCU-A-CB-O","DLCSRAH12AAK","Mini-Splits","DLFSFAH12XAK",10.5,12000,9600,"Yes"]
[201835564,null,"COMFORTMAKER","HRCU-A-CB-O","DLCSRAH12AAK","Mini-Splits","DLFSHAH12XAK",11,12000,7600,"Yes"]
[201835586,null,"COMFORTMAKER","HRCU-A-CB-O","DLCSRAH18AAK","Mini-Splits","DLFSCAH18XAK",10.5,18000,12000,"Yes"]
[201835592,null,"COMFORTMAKER","HRCU-A-CB","DLCSRAH18AAK","Mini-Splits","DLFSDAH18XAK",10.8,19000,12400]
[201835585,null,"COMFORTMAKER","HRCU-A-CB-O","DLCSRAH18AAK","Mini-Splits","DLFSFAH18XAK",10.199999999999999,18000,12900,"Yes"]
[201835565,null,"COMFORTMAKER","HRCU-A-CB-O","DLCSRAH18AAK","Mini-Splits","DLFSHAH18XAK",10.5,18000,11900,"Yes"]
[201835589,null,"COMFORTMAKER","HRCU-A-CB-O","DLCSRAH24AAK","Mini-Splits","DLFSCAH24XAK",11.5,24000,16200,"Yes"]
[201835587,null,"COMFORTMAKER","HRCU-A-CB","DLCSRAH24AAK","Mini-Splits","DLFSDAH24XAK",12,24000,17400,"Yes"]
[201835588,null,"COMFORTMAKER","HRCU-A-CB-O","DLCSRAH24AAK","Mini-Splits","DLFSFAH24XAK",11.5,24000,17200,"Yes"]
[201835566,null,"COMFORTMAKER","HRCU-A-CB-O","DLCSRAH24AAK","Mini-Splits","DLFSHAH24XAK",10,25000,15000,"Yes"]
[201835567,null,"COMFORTMAKER","HRCU-A-CB-O","DLCSRAH30AAK","Mini-Splits","DLFSHAH30XAK",9.8000000000000007,30000,18000]
[201835568,null,"COMFORTMAKER","HRCU-A-CB-O","DLCSRAH36AAK","Mini-Splits","DLFSHAH36XAK",10,36000,20600,"Yes"]
[8179407,null,"COMFORTSTAR","HRCU-A-CB-O","CHI012CA(O)","Mini-Splits","CHI012CA(I)",9,13000,7600]
[8179410,null,"COMFORTSTAR","HRCU-A-CB-O","CHI018CD(O)","Mini-Splits","CHI018CD(I)",9,19000,11500]
[10579143,null,"COMFORTSTAR","HRCU-A-CB-O","CII36CD(O)","Mini-Splits","CII36CD(I)",10,36000,21400]
[201763956,null,"COMFORTSTAR","HMSV-A-CB","CM2-18-2Z","Non-Ducted Indoor Units","Multiple combinations, check manufacturer compatibility",10.3,19000,12000,"Yes"]
[201763957,null,"COMFORTSTAR","HMSV-A-CB","CM2-18-2Z","Ducted Indoor Units","Multiple combinations, check manufacturer compatibility",10,18500,11500]
[8989593,null,"COMFORTSTAR","HMSV-A-CB","CM2-18-2Z","Non-Ducted Indoor Units","Multiple combinations, check manufacturer compatibility",10,18000,11800]
[202575871,null,"COMFORTSTAR","HMSV-A-CB","CM2-18-2ZX","Non-Ducted Indoor Units","Multiple combinations, check manufacturer compatibility",9.8000000000000007,20000,12600]
[202575876,null,"COMFORTSTAR","HMSV-A-CB","CM2-18-2ZX","Ducted Indoor Units","Multiple combinations, check manufacturer compatibility",9.8000000000000007,19000,12600]
[201763958,null,"COMFORTSTAR","HMSV-A-CB","CM3-27-3Z","Non-Ducted Indoor Units","Multiple combinations, check manufacturer compatibility",10.3,28000,17200,"Yes"]
[201763959,null,"COMFORTSTAR","HMSV-A-CB","CM3-27-3Z","Ducted Indoor Units","Multiple combinations, check manufacturer compatibility",10,28000,17600]
[8989595,null,"COMFORTSTAR","HMSV-A-CB","CM3-27-3Z","Non-Ducted Indoor Units","Multiple combinations, check manufacturer compatibility",9.8000000000000007,28000,16800]
[202575872,null,"COMFORTSTAR","HMSV-A-CB","CM3-27-3ZX","Non-Ducted Indoor Units","Multiple combinations, check manufacturer compatibility",10.4,31400,18000,"Yes"]
[202575877,null,"COMFORTSTAR","HMSV-A-CB","CM3-27-3ZX","Ducted Indoor Units","Multiple combinations, check manufacturer compatibility",10,28400,16600]
[202575873,null,"COMFORTSTAR","HMSV-A-CB","CM4-36-4ZX","Non-Ducted Indoor Units","Multiple combinations, check manufacturer compatibility",10.5,36000,23200,"Yes"]
[202575878,null,"COMFORTSTAR","HMSV-A-CB","CM4-36-4ZX","Ducted Indoor Units","Multiple combinations, check manufacturer compatibility",11,37000,24600,"Yes"]
[201763960,null,"COMFORTSTAR","HMSV-A-CB","CM4-48-4Z","Ducted Indoor Units","Multiple combinations, check manufacturer compatibility",10,37000,23000]
[201763963,null,"COMFORTSTAR","HMSV-A-CB","CM4-48-4Z","Non-Ducted Indoor Units","Multiple combinations, check manufacturer compatibility",10.199999999999999,36000,24600,"Yes"]
[8989597,null,"COMFORTSTAR","HMSV-A-CB","CM4-48-4Z","Non-Ducted Indoor Units","Multiple combinations, check manufacturer compatibility",10.3,36000,25400]
[205309416,null,"COMFORTSTAR","HMSV-A-CB","CM5-48-5ZX","Non-Ducted Indoor Units","Multiple combinations, check manufacturer compatibility",10.3,49000,30000]
[205309417,null,"COMFORTSTAR","HMSV-A-CB","CM5-48-5ZX","Ducted Indoor Units","Multiple combinations, check manufacturer compatibility",10.5,50000,28000]
[205309418,null,"COMFORTSTAR","HMSV-A-CB","CM5-48-5ZX","Mixed Ducted and Non-Ducted Indoor Units","Multiple combinations, check manufacturer compatibility",10.4,49500,29000]
[201763961,null,"COMFORTSTAR","HMSV-A-CB","CM5-54-5Z","Non-Ducted Indoor Units","Multiple combinations, check manufacturer compatibility",10.199999999999999,48000,29600,"Yes"]
[201763962,null,"COMFORTSTAR","HMSV-A-CB","CM5-54-5Z","Ducted Indoor Units","Multiple combinations, check manufacturer compatibility",11.5,50000,34000]
[8989599,null,"COMFORTSTAR","HMSV-A-CB","CM5-54-5Z","Non-Ducted Indoor Units","Multiple combinations, check manufacturer compatibility",10.4,48000,30800]
[8854573,null,"COMFORTSTAR","HRCU-A-CB-O","CPG009CA(O)","Mini-Splits","CPG009CA(I)",9,9500,5800]
[202576840,null,"COMFORTSTAR","HRCU-A-CB-O","CPG009CA(O)-B","Mini-Splits","CPG009CA(I)-B",10,10000,6000,"Yes"]
[8854574,null,"COMFORTSTAR","HRCU-A-CB-O","CPG009CD(O)","Mini-Splits","CPG009CD(I)",9,9800,5700]
[202576842,null,"COMFORTSTAR","HRCU-A-CB-O","CPG009CD(O)-B","Mini-Splits","CPG009CD(I)-B",9.5,9000,6000]
[8854575,null,"COMFORTSTAR","HRCU-A-CB-O","CPG012CA(O)","Mini-Splits","CPG012CA(I)",9,12000,7500]
[202576841,null,"COMFORTSTAR","HRCU-A-CB-O","CPG012CA(O)-B","Mini-Splits","CPG012CA(I)-B",9.5,12000,7500]
[8854576,null,"COMFORTSTAR","HRCU-A-CB-O","CPG012CD(O)","Mini-Splits","CPG012CD(I)",9,11800,6800]
[202576843,null,"COMFORTSTAR","HRCU-A-CB-O","CPG012CD(O)-B","Mini-Splits","CPG012CD(I)-B",9.5,12000,6800]
[8854577,null,"COMFORTSTAR","HRCU-A-CB-O","CPG018CD(O)","Mini-Splits","CPG018CD(I)",9.8000000000000007,18000,12200]
[202576844,null,"COMFORTSTAR","HRCU-A-CB-O","CPG018CD(O)-B","Mini-Splits","CPG018CD(I)-B",10,18000,11000,"Yes"]
[8854578,null,"COMFORTSTAR","HRCU-A-CB-O","CPG024CD(O)","Mini-Splits","CPG024CD(I)",9,25000,14800]
[202576845,null,"COMFORTSTAR","HRCU-A-CB-O","CPG024CD(O)-B","Mini-Splits","CPG024CD(I)-B",9.5,24000,14400]
[8854579,null,"COMFORTSTAR","HRCU-A-CB-O","CPG030CD(O)","Mini-Splits","CPG030CD(I)",9.6,30000,19000]
[8854580,null,"COMFORTSTAR","HRCU-A-CB-O","CPG036CD(O)","Mini-Splits","CPG036CD(I)",10,36000,21400]
[8854581,null,"COMFORTSTAR","HRCU-A-CB-O","CPP009CA(O)","Mini-Splits","CPP009CA(I)",10.5,9800,5900]
[10595503,null,"COMFORTSTAR","HRCU-A-CB","CPP009CD(O)","Mini-Splits","CPA-09B",11.5,10000,6800,"Yes"]
[8854582,null,"COMFORTSTAR","HRCU-A-CB-O","CPP009CD(O)","Mini-Splits","CPP009CD(I)",10.5,9800,6400,"Yes"]
[202575859,null,"COMFORTSTAR","HRCU-A-CB-O","CPP009CD(O)","Mini-Splits","CXH009CD(I)",10.8,9800,5800,"Yes"]
[202575853,null,"COMFORTSTAR","HRCU-A-CB-O","CPP009CD(O)","Mini-Splits","CXH009CD(I)-WIFI",10.8,9800,5800,"Yes"]
[9119308,null,"COMFORTSTAR","HRCU-A-CB-O","CPP009CD(O)","Mini-Splits","TPA-09",10.5,10000,5800,"Yes"]
[8854583,null,"COMFORTSTAR","HRCU-A-CB-O","CPP012CA(O)","Mini-Splits","CPP012CA(I)",11.2,12000,7100,"Yes"]
[10595504,null,"COMFORTSTAR","HRCU-A-CB","CPP012CD(O)","Mini-Splits","CPA-12B",11.5,12000,7200]
[8854584,null,"COMFORTSTAR","HRCU-A-CB-O","CPP012CD(O)","Mini-Splits","CPP012CD(I)",9.8000000000000007,12000,7200]
[202575860,null,"COMFORTSTAR","HRCU-A-CB-O","CPP012CD(O)","Mini-Splits","CXH012CD(I)",11,12000,7700,"Yes"]
[202575854,null,"COMFORTSTAR","HRCU-A-CB-O","CPP012CD(O)","Mini-Splits","CXH012CD(I)-WIFI",11,12000,7700,"Yes"]
[9119310,null,"COMFORTSTAR","HRCU-A-CB-O","CPP012CD(O)","Mini-Splits","TPA-12",10.5,12000,7500,"Yes"]
[10595505,null,"COMFORTSTAR","HRCU-A-CB","CPP018CD(O)","Mini-Splits","CPA-18B",10.5,18000,12000,"Yes"]
[8854585,null,"COMFORTSTAR","HRCU-A-CB-O","CPP018CD(O)","Mini-Splits","CPP018CD(I)",10,18000,10400,"Yes"]
[202575861,null,"COMFORTSTAR","HRCU-A-CB-O","CPP018CD(O)","Mini-Splits","CXH018CD(I)",10.4,18000,11400,"Yes"]
[202575855,null,"COMFORTSTAR","HRCU-A-CB-O","CPP018CD(O)","Mini-Splits","CXH018CD(I)-WIFI",10.4,18000,11400,"Yes"]
[9119312,null,"COMFORTSTAR","HRCU-A-CB-O","CPP018CD(O)","Mini-Splits","FPA-18",10.5,18000,12000,"Yes"]
[9119313,null,"COMFORTSTAR","HRCU-A-CB-O","CPP018CD(O)","Mini-Splits","TPA-18",10.3,18000,12000,"Yes"]
[205150436,null,"COMFORTSTAR","HRCU-A-CB","CPP024CD(O)","Mini-Splits","AHU24",10.4,26000,17000]
[205261882,null,"COMFORTSTAR","HRCU-A-CB","CPP024CD(O)","Mini-Splits","AHU24",10.4,26000,17000]
[10595506,null,"COMFORTSTAR","HRCU-A-CB","CPP024CD(O)","Mini-Splits","CPA-24B",11,24400,16000,"Yes"]
[8854586,null,"COMFORTSTAR","HRCU-A-CB-O","CPP024CD(O)","Mini-Splits","CPP024CD(I)",10,25000,15300]
[202575862,null,"COMFORTSTAR","HRCU-A-CB-O","CPP024CD(O)","Mini-Splits","CXH024CD(I)",11.5,25000,15300,"Yes"]
[202575856,null,"COMFORTSTAR","HRCU-A-CB-O","CPP024CD(O)","Mini-Splits","CXH024CD(I)-WIFI",11.5,25000,15300,"Yes"]
[9119315,null,"COMFORTSTAR","HRCU-A-CB-O","CPP024CD(O)","Mini-Splits","FPA-24",11,24000,15000,"Yes"]
[9119316,null,"COMFORTSTAR","HRCU-A-CB-O","CPP024CD(O)","Mini-Splits","TPA-24",10.5,24400,15800,"Yes"]
[10595499,null,"COMFORTSTAR","HRCU-A-CB","CPP036CD(O)-DU","Mini-Splits","CPA-36DUB",11.5,40000,27600,"Yes"]
[9119318,null,"COMFORTSTAR","HRCU-A-CB-O","CPP036CD(O)-DU","Mini-Splits","FPA-36DU",10,38000,25400]
[9119319,null,"COMFORTSTAR","HRCU-A-CB-O","CPP036CD(O)-DU","Mini-Splits","TPA-36DU",10.5,38000,25200,"Yes"]
[205150437,null,"COMFORTSTAR","HRCU-A-CB","CPP036CD(O)-DUB","Mini-Splits","AHU36",10.4,39000,25000]
[205261883,null,"COMFORTSTAR","HRCU-A-CB","CPP036CD(O)-DUB","Mini-Splits","AHU36",10.4,39000,25000]
[10595500,null,"COMFORTSTAR","HRCU-A-CB","CPP048CD(O)-DU","Mini-Splits","CPA-48DUB",10.3,49500,33400,"Yes"]
[9119321,null,"COMFORTSTAR","HRCU-A-CB-O","CPP048CD(O)-DU","Mini-Splits","FPA-48DU",11,50000,35000,"Yes"]
[9119322,null,"COMFORTSTAR","HRCU-A-CB-O","CPP048CD(O)-DU","Mini-Splits","TPA-48DU",11,50000,35000,"Yes"]
[205150438,null,"COMFORTSTAR","HRCU-A-CB","CPP048CD(O)-DUB","Mini-Splits","AHU48",9.5,55000,36000]
[205261884,null,"COMFORTSTAR","HRCU-A-CB","CPP048CD(O)-DUB","Mini-Splits","AHU48",9.5,55000,36000]
[10595501,null,"COMFORTSTAR","HRCU-A-CB","CPP060CD(O)-DU","Mini-Splits","CPA-60DU",9,60000,37600,"Yes"]
[10595502,null,"COMFORTSTAR","HRCU-A-CB-O","CPP060CD(O)-DU","Mini-Splits","FPA-60DU",10.5,60000,39000,"Yes"]
[202575857,null,"COMFORTSTAR","HRCU-A-CB-O","CPP09CA(O)-B","Mini-Splits","CXH009CA(I)",11.5,11000,6000,"Yes"]
[202575851,null,"COMFORTSTAR","HRCU-A-CB-O","CPP09CA(O)-B","Mini-Splits","CXH009CA(I)-WIFI",11.5,11000,6000,"Yes"]
[202575858,null,"COMFORTSTAR","HRCU-A-CB-O","CPP12CA(O)-B","Mini-Splits","CXH012CA(I)",10.199999999999999,12000,7600,"Yes"]
[202575852,null,"COMFORTSTAR","HRCU-A-CB-O","CPP12CA(O)-B","Mini-Splits","CXH012CA(I)-WIFI",10.199999999999999,12000,7600,"Yes"]
[205301877,null,"COMFORTSTAR","HMSV-A-CB","CSCMA-APH036-6AB","Ducted Indoor Units","Multiple combinations, check manufacturer compatibility",9.1999999999999993,40000,25000]
[205301878,null,"COMFORTSTAR","HMSV-A-CB","CSCMA-APH036-6AB","Mixed Ducted and Non-Ducted Indoor Units","Multiple combinations, check manufacturer compatibility",9.0500000000000007,40000,25000]
[205301880,null,"COMFORTSTAR","HMSV-A-CB","CSCMA-APH048-6AB","Ducted Indoor Units","Multiple combinations, check manufacturer compatibility",9.6999999999999993,52500,34000]
[205301881,null,"COMFORTSTAR","HMSV-A-CB","CSCMA-APH048-6AB","Mixed Ducted and Non-Ducted Indoor Units","Multiple combinations, check manufacturer compatibility",9.3000000000000007,52500,34000]
[205301882,null,"COMFORTSTAR","HMSV-A-CB","CSCMA-APH060-6AB","Non-Ducted Indoor Units","Multiple combinations, check manufacturer compatibility",9.9,66000,42000]
[205301883,null,"COMFORTSTAR","HMSV-A-CB","CSCMA-APH060-6AB","Ducted Indoor Units","Multiple combinations, check manufacturer compatibility",9.8000000000000007,66000,42000]
[205301884,null,"COMFORTSTAR","HMSV-A-CB","CSCMA-APH060-6AB","Mixed Ducted and Non-Ducted Indoor Units","Multiple combinations, check manufacturer compatibility",9.85,66000,42000]
[202575866,null,"COMFORTSTAR","HRCU-A-CB","CXH009CD(O)","Mini-Splits","CPA-9B",12,10000,7200,"Yes"]
[10595495,null,"COMFORTSTAR","HRCU-A-CB-O","CXH009CD(O)","Mini-Splits","CXH009CD(I)",11.2,10900,6900,"Yes"]
[202575847,null,"COMFORTSTAR","HRCU-A-CB-O","CXH009CD(O)","Mini-Splits","CXH009CD(I)-WIFI",11.2,10900,6900]
[202575863,null,"COMFORTSTAR","HRCU-A-CB-O","CXH009CD(O)","Mini-Splits","TPA-09",10.8,10000,6700]
[202575867,null,"COMFORTSTAR","HRCU-A-CB","CXH012CD(O)","Mini-Splits","CPA-12B",11,12000,8500,"Yes"]
[10595496,null,"COMFORTSTAR","HRCU-A-CB-O","CXH012CD(O)","Mini-Splits","CXH012CD(I)",12,12000,7800,"Yes"]
[202575848,null,"COMFORTSTAR","HRCU-A-CB-O","CXH012CD(O)","Mini-Splits","CXH012CD(I)-WIFI",12,12000,7800]
[202575864,null,"COMFORTSTAR","HRCU-A-CB-O","CXH012CD(O)","Mini-Splits","TPA-12",10.6,12000,8700,"Yes"]
[202575868,null,"COMFORTSTAR","HRCU-A-CB","CXH018CD(O)","Mini-Splits","CPA-18B",11,19000,13400]
[10595497,null,"COMFORTSTAR","HRCU-A-CB-O","CXH018CD(O)","Mini-Splits","CXH018CD(I)",10.3,18000,10800]
[202575849,null,"COMFORTSTAR","HRCU-A-CB-O","CXH018CD(O)","Mini-Splits","CXH018CD(I)-WIFI",10.3,18000,10800]
[202575870,null,"COMFORTSTAR","HRCU-A-CB-O","CXH018CD(O)","Mini-Splits","FPA-18",10.6,18000,13400]
[202575865,null,"COMFORTSTAR","HRCU-A-CB-O","CXH018CD(O)","Mini-Splits","TPA-18",10.5,18000,12000]
[202575869,null,"COMFORTSTAR","HRCU-A-CB","CXH024CD(O)","Mini-Splits","CPA-24B",12.5,24000,17200,"Yes"]
[10595498,null,"COMFORTSTAR","HRCU-A-CB-O","CXH024CD(O)","Mini-Splits","CXH024CD(I)",11.5,24000,15400]
[202575850,null,"COMFORTSTAR","HRCU-A-CB-O","CXH024CD(O)","Mini-Splits","CXH024CD(I)-WIFI",11.5,24000,15400]
[202575875,null,"COMFORTSTAR","HRCU-A-CB-O","CXH024CD(O)","Mini-Splits","FPA-24",11.5,24000,17200]
[202575874,null,"COMFORTSTAR","HRCU-A-CB-O","CXH024CD(O)","Mini-Splits","TPA-24",11.5,24000,16200]
[205150441,null,"COMFORTSTAR","HRCU-A-CB","CXH048CD(O)-DU","Mini-Splits","CPA-48DUB",11.1,48000,33000]
[205261886,null,"COMFORTSTAR","HRCU-A-CB","CXH048CD(O)-DU","Mini-Splits","CPA-48DUB",11.1,48000,33000]
[205150440,null,"COMFORTSTAR","HRCU-A-CB-O","CXH048CD(O)-DU","Mini-Splits","FPA-48DU",10.8,50000,35000]
[205261887,null,"COMFORTSTAR","HRCU-A-CB-O","CXH048CD(O)-DU","Mini-Splits","FPA-48DU",10.8,50000,35000]
[205150439,null,"COMFORTSTAR","HRCU-A-CB-O","CXH048CD(O)-DU","Mini-Splits","TPA-48DU",10.7,51000,35000]
[205261885,null,"COMFORTSTAR","HRCU-A-CB-O","CXH048CD(O)-DU","Mini-Splits","TPA-48DU",10.7,51000,35000]
[200059183,10264954,"CONCORD","HRCU-A-CB-O","4DHP1S09S-1L","Mini-Splits","DWM109S4-1L",11.2,11000,6500]
[200059191,10264958,"CONCORD","HRCU-A-CB-O","4DHP1S09S-1P","Mini-Splits","D22C109S4-1P",10.5,10000,5800]
[202110460,null,"CONCORD","HRCU-A-CB","4DHP1S09S-1P","Mini-Splits","DMD209S4-1P",11.5,10000,6800]
[200059187,10264956,"CONCORD","HRCU-A-CB-O","4DHP1S09S-1P","Mini-Splits","DWM109S4-1P",10.8,9800,5800]
[203376771,null,"CONCORD","HRCU-A-CB-O","4DHP1S09S-1P","Mini-Splits","DWM109S4-2P",10.8,9800,5800]
[200059185,10264955,"CONCORD","HRCU-A-CB-O","4DHP1S12S-1L","Mini-Splits","DWM112S4-1L",10.199999999999999,12000,7600]
[203376770,null,"CONCORD","HRCU-A-CB-O","4DHP1S12S-1L","Mini-Splits","DWM112S4-2L",10.199999999999999,12000,7600]
[200059197,10264961,"CONCORD","HRCU-A-CB-O","4DHP1S12S-1P","Mini-Splits","D22C112S4-1P",10.5,12000,7500]
[202110462,null,"CONCORD","HRCU-A-CB","4DHP1S12S-1P","Mini-Splits","DMD212S4-1P",11.5,12000,7200]
[200059193,10264959,"CONCORD","HRCU-A-CB-O","4DHP1S12S-1P","Mini-Splits","DWM112S4-1P",11,12000,7700]
[203376772,null,"CONCORD","HRCU-A-CB-O","4DHP1S12S-1P","Mini-Splits","DWM112S4-2P",11,12000,7700]
[202110472,null,"CONCORD","HMSV-A-CB","4DHP1S18M-1P","Ducted Indoor Units","Multiple combinations, check manufacturer compatibility",10,18500,11500]
[204462372,null,"CONCORD","HMSV-A-CB","4DHP1S18M-1P","Mixed Ducted and Non-Ducted Indoor Units","Multiple combinations, check manufacturer compatibility",9.9,18600,11600]
[200059221,10264973,"CONCORD","HMSV-A-CB","4DHP1S18M-1P","Non-Ducted Indoor Units","Multiple combinations, check manufacturer compatibility",10.3,19000,12000]
[203376773,null,"CONCORD","HMSV-A-CB","4DHP1S18M-2P","Non-Ducted Indoor Units","Multiple combinations, check manufacturer compatibility",10.3,19000,12000]
[204462377,null,"CONCORD","HMSV-A-CB","4DHP1S18M-2P","Mixed Ducted and Non-Ducted Indoor Units","Multiple combinations, check manufacturer compatibility",9.9,18600,11600]
[204462415,null,"CONCORD","HMSV-A-CB","4DHP1S18M-2P","Ducted Indoor Units","Multiple combinations, check manufacturer compatibility",10,18500,11500]
[200059203,10264964,"CONCORD","HRCU-A-CB-O","4DHP1S18S-1P","Mini-Splits","D22C118S4-1P",10.3,18000,12000]
[202110464,null,"CONCORD","HRCU-A-CB","4DHP1S18S-1P","Mini-Splits","DMD218S4-1P",10.5,18000,12000]
[200059199,10264962,"CONCORD","HRCU-A-CB-O","4DHP1S18S-1P","Mini-Splits","DWM118S4-1P",10.4,18000,11400]
[200059209,10264967,"CONCORD","HRCU-A-CB-O","4DHP1S24S-1P","Mini-Splits","D33C124S4-1P",10.5,24400,15800]
[202110466,null,"CONCORD","HRCU-A-CB","4DHP1S24S-1P","Mini-Splits","DMD224S4-1P",11,24400,16000]
[200059205,10264965,"CONCORD","HRCU-A-CB-O","4DHP1S24S-1P","Mini-Splits","DWM124S4-1P",11.5,25000,15300]
[202110474,null,"CONCORD","HMSV-A-CB","4DHP1S30M-1P","Ducted Indoor Units","Multiple combinations, check manufacturer compatibility",10,28000,17600]
[204462382,null,"CONCORD","HMSV-A-CB","4DHP1S30M-1P","Mixed Ducted and Non-Ducted Indoor Units","Multiple combinations, check manufacturer compatibility",9.77,27600,17000]
[200059225,10264975,"CONCORD","HMSV-A-CB","4DHP1S30M-1P","Non-Ducted Indoor Units","Multiple combinations, check manufacturer compatibility",10.3,28000,17200]
[203376774,null,"CONCORD","HMSV-A-CB","4DHP1S30M-2P","Non-Ducted Indoor Units","Multiple combinations, check manufacturer compatibility",10.3,28000,17200]
[203376815,null,"CONCORD","HMSV-A-CB","4DHP1S30M-2P","Ducted Indoor Units","Multiple combinations, check manufacturer compatibility",10,28000,17600]
[204462387,null,"CONCORD","HMSV-A-CB","4DHP1S30M-2P","Mixed Ducted and Non-Ducted Indoor Units","Multiple combinations, check manufacturer compatibility",9.77,27600,17000]
[200059211,10264968,"CONCORD","HRCU-A-CB-O","4DHP1S30S-1P","Mini-Splits","DWM130S4-1P",9.4,30000,18500]
[202110476,null,"CONCORD","HMSV-A-CB","4DHP1S36M-1P","Ducted Indoor Units","Multiple combinations, check manufacturer compatibility",10,37000,23000]
[204462392,null,"CONCORD","HMSV-A-CB","4DHP1S36M-1P","Mixed Ducted and Non-Ducted Indoor Units","Multiple combinations, check manufacturer compatibility",9.9700000000000006,36200,23400]
[204462403,null,"CONCORD","HMSV-A-CB","4DHP1S36M-1P","Non-Ducted Indoor Units","Multiple combinations, check manufacturer compatibility",10.199999999999999,36000,24600]
[200059229,10264977,"CONCORD","HMSV-A-CB","4DHP1S36M-1P","Non-Ducted Indoor Units","Multiple combinations, check manufacturer compatibility",10.199999999999999,36000,24600]
[200059213,10264969,"CONCORD","HRCU-A-CB-O","4DHP1S36S-1P","Mini-Splits","D33C136S4-1P",10.5,38000,25200]
[202110468,null,"CONCORD","HRCU-A-CB","4DHP1S36S-1P","Mini-Splits","DMD236S4-1P",11.5,40000,27600]
[202110478,null,"CONCORD","HMSV-A-CB","4DHP1S48M-1P","Ducted Indoor Units","Multiple combinations, check manufacturer compatibility",11.5,50000,34000]
[204462397,null,"CONCORD","HMSV-A-CB","4DHP1S48M-1P","Mixed Ducted and Non-Ducted Indoor Units","Multiple combinations, check manufacturer compatibility",10.6,49000,32200]
[200059233,10264979,"CONCORD","HMSV-A-CB","4DHP1S48M-1P","Non-Ducted Indoor Units","Multiple combinations, check manufacturer compatibility",10.199999999999999,48000,29600]
[200059217,10264971,"CONCORD","HRCU-A-CB-O","4DHP1S48S-1P","Mini-Splits","D33C148S4-1P",11,50000,35000]
[202110470,null,"CONCORD","HRCU-A-CB","4DHP1S48S-1P","Mini-Splits","DMD248S4-1P",10.3,49500,33400]
[203376808,null,"CONCORD","HRCU-A-CB-O","4DHV1S09S-1L","Mini-Splits","DWH109S4-1L",10,10000,6000]
[203376810,null,"CONCORD","HRCU-A-CB-O","4DHV1S09S-1P","Mini-Splits","DWH109S4-1P",9.5,9000,6000]
[203376809,null,"CONCORD","HRCU-A-CB-O","4DHV1S12S-1L","Mini-Splits","DWH112S4-1L",9.5,12000,7500]
[203376811,null,"CONCORD","HRCU-A-CB-O","4DHV1S12S-1P","Mini-Splits","DWH112S4-1P",9.5,12000,6800]
[203376812,null,"CONCORD","HRCU-A-CB-O","4DHV1S18S-1P","Mini-Splits","DWH118S4-1P",10,18000,11000]
[203376813,null,"CONCORD","HRCU-A-CB-O","4DHV1S24S-1P","Mini-Splits","DWH124S4-1P",9.5,24000,14400]
[203363525,null,"CONTINENTAL","HRCU-A-CB-O","CH21-12-O","Mini-Splits","CH21-12-I",9.8000000000000007,12000,7200]
[205309939,null,"CONTINENTAL","HRCU-A-CB-O","CH21-12-O","Mini-Splits","CH25-12-I",11,12000,7700]
[203363526,null,"CONTINENTAL","HRCU-A-CB-O","CH21-18-O","Mini-Splits","CH21-18-I",10,18000,10400]
[205309940,null,"CONTINENTAL","HRCU-A-CB-O","CH21-18-O","Mini-Splits","CH25-18-I",10.4,18000,11400]
[203363527,null,"CONTINENTAL","HRCU-A-CB-O","CH21-24-O","Mini-Splits","CH21-24-I",10,25000,15300]
[205309941,null,"CONTINENTAL","HRCU-A-CB-O","CH21-24-O","Mini-Splits","CH25-24-I",11.5,25000,15300]
[203363519,null,"CONTINENTAL","HRCU-A-CB-O","CH25-09-O","Mini-Splits","CH25-09-I",11.2,10900,6900]
[203363520,null,"CONTINENTAL","HRCU-A-CB-O","CH25-12-O","Mini-Splits","CH25-12-I",12,12000,7800]
[203363521,null,"CONTINENTAL","HRCU-A-CB-O","CH25-18-O","Mini-Splits","CH25-18-I",10.3,18000,10800]
[203363522,null,"CONTINENTAL","HRCU-A-CB-O","CH25-24-O","Mini-Splits","CH25-24-I",11.5,24000,15400]
[203363523,null,"CONTINENTAL","HRCU-A-CB-O","CH25-30-O","Mini-Splits","CH25-30-I",9.4,30000,18500]
[203363517,null,"CONTINENTAL","HMSV-A-CB","CMZH-27-O","Non-Ducted Indoor Units","Multiple combinations, check manufacturer compatibility",10.3,28000,17200]
[203363518,null,"CONTINENTAL","HMSV-A-CB","CMZH-36-O","Specific","CH25-09-ICH25-09-ICH25-09-ICH25-09-I",10.199999999999999,36000,24600]
[205309943,null,"CONTINENTAL","HMSV-A-CB","CMZH-36-O","Non-Ducted Indoor Units","Multiple combinations, check manufacturer compatibility",10.199999999999999,36000,24600]
[202675992,null,"CoolTime","HRCU-A-CB-O","CA09-OD-19","Mini-Splits","CA09-ID-19",10,10000,6000]
[202675993,null,"CoolTime","HRCU-A-CB-O","CA12-OD-19","Mini-Splits","CA12-ID-19",9.5,12000,7500]
[203363515,null,"CoolTime","HRCU-A-CB-O","CA18-OD-19","Mini-Splits","CA18-ID-19",10,18000,11000]
[203363516,null,"CoolTime","HRCU-A-CB-O","CA24-OD-19","Mini-Splits","CA24-ID-19",9.5,24000,14400]
[203175657,null,"COVAC","HRCU-A-CB-O","MOB30-12HFN1-BS0W","Mini-Splits","MSABB-12HRFN1-BS0W",9.5,12000,7500]
[203175656,null,"COVAC","HRCU-A-CB-O","MOBA30-09HFN1-BS0W","Mini-Splits","MSABA-09HRFN1-BS0W",10,10000,6000]
[203176135,null,"COVAC","HRCU-A-CB-O","MOD30-30HFN1-MR0W","Mini-Splits","MSABF-30HRFN1-MR0W",9.6,30000,19000]
[203176137,null,"COVAC","HRCU-A-CB-O","MOD30-36HFN1-MP0W","Mini-Splits","MSABF-36HRFN1-MP0W",10,36000,21400]
[203175660,null,"COVAC","HRCU-A-CB-O","MSB30-18HRFN1-MS0W","Mini-Splits","MSABD-18HRFN1-MS0W",10,18000,11000]
[203175659,null,"COVAC","HRCU-A-CB-O","MSCA30-24HRFN1-MQ0W","Mini-Splits","MSABE-24HRFN1-MQ0W",9.5,24000,14400]
[8849535,null,"DAIKIN","HMSV-A-CB","2MXL18QMVJU","Non-Ducted Indoor Units","Multiple combinations, check manufacturer compatibility",10.3,18900,12000,"Yes"]
[8849536,null,"DAIKIN","HMSV-A-CB","2MXL18QMVJU","Mixed Ducted and Non-Ducted Indoor Units","Multiple combinations, check manufacturer compatibility",9.25,18900,12000]
[8103542,null,"DAIKIN","HMSV-A-CB","2MXS18NMVJU","Non-Ducted Indoor Units","Multiple combinations, check manufacturer compatibility",10.7,18900,12000,"Yes"]
[8104492,null,"DAIKIN","HMSV-A-CB","2MXS18NMVJU","Mixed Ducted and Non-Ducted Indoor Units","Multiple combinations, check manufacturer compatibility",9.4499999999999993,18900,12000]
[8849539,null,"DAIKIN","HMSV-A-CB","3MXL24QMVJU","Non-Ducted Indoor Units","Multiple combinations, check manufacturer compatibility",12.5,24000,15500,"Yes"]
[8849540,null,"DAIKIN","HMSV-A-CB","3MXL24QMVJU","Mixed Ducted and Non-Ducted Indoor Units","Multiple combinations, check manufacturer compatibility",10.35,24000,15250]
[201851577,null,"DAIKIN","HMSV-A-CB","3MXL24RMVJU","Non-Ducted Indoor Units","Multiple combinations, check manufacturer compatibility",12.5,24000,15500,"Yes"]
[201851582,null,"DAIKIN","HMSV-A-CB","3MXL24RMVJU","Mixed Ducted and Non-Ducted Indoor Units","Multiple combinations, check manufacturer compatibility",10.35,24000,15250]
[8103869,null,"DAIKIN","HMSV-A-CB","3MXS24NMVJU","Non-Ducted Indoor Units","Multiple combinations, check manufacturer compatibility",12.5,24000,15500,"Yes"]
[8104493,null,"DAIKIN","HMSV-A-CB","3MXS24NMVJU","Mixed Ducted and Non-Ducted Indoor Units","Multiple combinations, check manufacturer compatibility",10.35,24000,15250]
[201851575,null,"DAIKIN","HMSV-A-CB","3MXS24RMVJU","Non-Ducted Indoor Units","Multiple combinations, check manufacturer compatibility",12.5,24000,15500,"Yes"]
[201851581,null,"DAIKIN","HMSV-A-CB","3MXS24RMVJU","Mixed Ducted and Non-Ducted Indoor Units","Multiple combinations, check manufacturer compatibility",10.35,24000,15250]
[202521824,null,"DAIKIN","HMSV-A-CB","4MXL36TVJU","Non-Ducted Indoor Units","Multiple combinations, check manufacturer compatibility",11.2,36600,22400,"Yes"]
[202522139,null,"DAIKIN","HMSV-A-CB","4MXL36TVJU","Ducted Indoor Units","Multiple combinations, check manufacturer compatibility",9.1,34600,22000]
[202522140,null,"DAIKIN","HMSV-A-CB","4MXL36TVJU","Mixed Ducted and Non-Ducted Indoor Units","Multiple combinations, check manufacturer compatibility",10.15,35600,22200]
[8103871,null,"DAIKIN","HMSV-A-CB","4MXS36NMVJU","Non-Ducted Indoor Units","Multiple combinations, check manufacturer compatibility",12.2,36000,22000]
[8104494,null,"DAIKIN","HMSV-A-CB","4MXS36NMVJU","Mixed Ducted and Non-Ducted Indoor Units","Multiple combinations, check manufacturer compatibility",10.199999999999999,35200,20750]
[201851579,null,"DAIKIN","HMSV-A-CB","4MXS36RMVJU","Non-Ducted Indoor Units","Multiple combinations, check manufacturer compatibility",12.2,36000,22000,"Yes"]
[201851583,null,"DAIKIN","HMSV-A-CB","4MXS36RMVJU","Mixed Ducted and Non-Ducted Indoor Units","Multiple combinations, check manufacturer compatibility",10.199999999999999,35200,20750]
[202638701,null,"DAIKIN","HMSV-A-CB","5MXS48TVJU","Non-Ducted Indoor Units","Multiple combinations, check manufacturer compatibility",11.1,48500,31000,"Yes"]
[202650862,null,"DAIKIN","HMSV-A-CB","5MXS48TVJU","Mixed Ducted and Non-Ducted Indoor Units","Multiple combinations, check manufacturer compatibility",9.85,47500,30600]
[8064265,null,"DAIKIN","HRCU-A-CB-O","RX09NMVJU","Mini-Splits","FTX09NMVJU",9,10000,6000]
[9966569,null,"DAIKIN","HRCU-A-CB-O","RX09QMVJU","Mini-Splits","FFQ09Q2VJU",11.7,10000,6000,"Yes"]
[201851570,null,"DAIKIN","HRCU-A-CB","RX09RMVJU","Mini-Splits","FDMQ09RVJU",10.3,10900,6800,"Yes"]
[201986968,null,"DAIKIN","HRCU-A-CB-O","RX09RMVJU","Mini-Splits","FFQ09Q2VJU",11.7,10000,6000,"Yes"]
[202682020,null,"DAIKIN","HRCU-A-CB","RX09RMVJU9","Mini-Splits","FDMQ09RVJU",10.3,10900,6800]
[202682023,null,"DAIKIN","HRCU-A-CB-O","RX09RMVJU9","Mini-Splits","FFQ09Q2VJU",11.7,10000,6000]
[203248011,null,"DAIKIN","HRCU-A-CB-O","RX09RMVJU9","Mini-Splits","FTXR09TVJUS",9.3000000000000007,10000,6400]
[202677939,null,"DAIKIN","HRCU-A-CB-O","RX09RMVJU9","Mini-Splits","FTXR09TVJUW",9.3000000000000007,10000,6400]
[8064266,null,"DAIKIN","HRCU-A-CB-O","RX12NMVJU","Mini-Splits","FTX12NMVJU",9,13500,8100]
[9966684,null,"DAIKIN","HRCU-A-CB-O","RX12QMVJU","Mini-Splits","FFQ12Q2VJU",11.2,13500,8300,"Yes"]
[201851571,null,"DAIKIN","HRCU-A-CB","RX12RMVJU","Mini-Splits","FDMQ12RVJU",10.6,13600,8500,"Yes"]
[202682021,null,"DAIKIN","HRCU-A-CB","RX12RMVJU9","Mini-Splits","FDMQ12RVJU",10.6,13600,8500]
[202682024,null,"DAIKIN","HRCU-A-CB-O","RX12RMVJU9","Mini-Splits","FFQ12Q2VJU",11.2,13500,8300]
[203248015,null,"DAIKIN","HRCU-A-CB-O","RX12RMVJU9","Mini-Splits","FTXR12TVJUS",10,13500,8700]
[202677940,null,"DAIKIN","HRCU-A-CB-O","RX12RMVJU9","Mini-Splits","FTXR12TVJUW",10,13500,8700]
[9966775,null,"DAIKIN","HRCU-A-CB-O","RX15QMVJU","Mini-Splits","FFQ15Q2VJU",11,16200,10600,"Yes"]
[201851572,null,"DAIKIN","HRCU-A-CB","RX15RMVJU","Mini-Splits","FDMQ15RVJU",10.3,18000,11500,"Yes"]
[201871419,null,"DAIKIN","HRCU-A-CB-O","RX15RMVJU","Mini-Splits","FFQ15Q2VJU",11,16200,10600,"Yes"]
[8064267,null,"DAIKIN","HRCU-A-CB-O","RX18NMVJU","Mini-Splits","FTX18NMVJU",9,21600,13000]
[10318063,null,"DAIKIN","HRCU-A-CB-O","RX18QMVJU","Mini-Splits","FFQ18Q2VJU",10.1,21600,14200,"Yes"]
[201851573,null,"DAIKIN","HRCU-A-CB","RX18RMVJU","Mini-Splits","FDMQ18RVJU",10.3,21600,13600,"Yes"]
[201871420,null,"DAIKIN","HRCU-A-CB-O","RX18RMVJU","Mini-Splits","FFQ18Q2VJU",10.1,21600,14200,"Yes"]
[202682022,null,"DAIKIN","HRCU-A-CB","RX18RMVJU9","Mini-Splits","FDMQ18RVJU",10.3,21600,13600]
[202682025,null,"DAIKIN","HRCU-A-CB-O","RX18RMVJU9","Mini-Splits","FFQ18Q2VJU",10.1,21600,14200]
[203248018,null,"DAIKIN","HRCU-A-CB-O","RX18RMVJU9","Mini-Splits","FTXR18TVJUS",9.8000000000000007,20000,13300]
[202677941,null,"DAIKIN","HRCU-A-CB-O","RX18RMVJU9","Mini-Splits","FTXR18TVJUW",9.8000000000000007,20000,13300]
[8064268,null,"DAIKIN","HRCU-A-CB-O","RX24NMVJU","Mini-Splits","FTX24NMVJU",9,24000,14400]
[201851574,null,"DAIKIN","HRCU-A-CB","RX24RMVJU","Mini-Splits","FDMQ24RVJU",10,24000,15000,"Yes"]
[10244274,null,"DAIKIN","HRCU-A-CB-O","RX30NMVJU","Mini-Splits","FTX30NVJU",9.3000000000000007,34800,22400]
[10244275,null,"DAIKIN","HRCU-A-CB-O","RX36NMVJU","Mini-Splits","FTX36NVJU",9.1999999999999993,36000,22800]
[10578901,null,"DAIKIN","HRCU-A-CB-O","RXB09AXVJU","Mini-Splits","FTXB09AXVJU",9,9400,5800]
[10574119,null,"DAIKIN","HRCU-A-CB-O","RXB12AXVJU","Mini-Splits","FTXB12AXVJU",9,11300,7200]
[10574896,null,"DAIKIN","HRCU-A-CB-O","RXB18AXVJU","Mini-Splits","FTXB18AXVJU",9,17900,10200]
[10575515,null,"DAIKIN","HRCU-A-CB-O","RXB24AXVJU","Mini-Splits","FTXB24AXVJU",9,21200,11800]
[3208521,null,"DAIKIN","HRCU-A-CB-O","RXG09HVJU","Mini-Splits","FTXG09HVJU",11,12000,8100,"Yes"]
[3208522,null,"DAIKIN","HRCU-A-CB-O","RXG12HVJU","Mini-Splits","FTXG12HVJU",10.55,16000,10400,"Yes"]
[3208523,null,"DAIKIN","HRCU-A-CB-O","RXG15HVJU","Mini-Splits","FTXG15HVJU",10,18000,11100,"Yes"]
[8849533,null,"DAIKIN","HRCU-A-CB-O","RXL09QMVJU","Mini-Splits","FTX09NMVJU",12.5,10900,6700,"Yes"]
[8849459,null,"DAIKIN","HRCU-A-CB-O","RXL09QMVJU","Mini-Splits","FVXS09NVJU",11.7,10100,6200,"Yes"]
[8849458,null,"DAIKIN","HRCU-A-CB-O","RXL12QMVJU","Mini-Splits","FTX12NMVJU",12,13600,8800,"Yes"]
[8849451,null,"DAIKIN","HRCU-A-CB-O","RXL12QMVJU","Mini-Splits","FVXS12NVJU",11.4,13000,8300,"Yes"]
[204717990,null,"DAIKIN","HRCU-A-CB","RXL12QMVJU9","Mini-Splits","FDMQ12RVJU",10.8,13600,8600,"Yes"]
[204717600,null,"DAIKIN","HRCU-A-CB-O","RXL12QMVJU9","Mini-Splits","FTX12NMVJU",12,13600,8800,"Yes"]
[204717989,null,"DAIKIN","HRCU-A-CB-O","RXL12QMVJU9","Mini-Splits","FVXS12NVJU",11.4,13000,8300]
[8849330,null,"DAIKIN","HRCU-A-CB-O","RXL15QMVJU","Mini-Splits","FTX15NMVJU",12.5,18300,11500,"Yes"]
[8849445,null,"DAIKIN","HRCU-A-CB-O","RXL15QMVJU","Mini-Splits","FVXS15NVJU",11.3,18000,11500,"Yes"]
[204717991,null,"DAIKIN","HRCU-A-CB","RXL18UMVJU","Mini-Splits","FDMQ18RVJU",10.3,21600,14600,"Yes"]
[204717601,null,"DAIKIN","HRCU-A-CB-O","RXL18UMVJU","Mini-Splits","FTX18UVJU",10.3,21600,14000,"Yes"]
[204718024,null,"DAIKIN","HRCU-A-CB","RXL24UMVJU","Mini-Splits","FDMQ24RVJU",10,24000,16000,"Yes"]
[204717602,null,"DAIKIN","HRCU-A-CB-O","RXL24UMVJU","Mini-Splits","FTX24UVJU",10.3,24000,15800,"Yes"]
[8639880,null,"DAIKIN","HRCU-A-CB-O","RXS09EL216","Mini-Splits","FTXS09EL216",9,9500,5600]
[8641306,null,"DAIKIN","HRCU-A-CB-O","RXS09EL216","Mini-Splits","FTXS09EL216-3",9,9500,5600]
[5265777,null,"DAIKIN","HRCU-A-CB-O","RXS09LVJU","Mini-Splits","FDXS09LVJU",10.3,10000,6500]
[5265753,null,"DAIKIN","HRCU-A-CB-O","RXS09LVJU","Mini-Splits","FTXS09LVJU",12.5,12000,7700,"Yes"]
[10276430,null,"DAIKIN","HRCU-A-CB-O","RXS09SL116","Mini-Splits","FTXS09SL116",9,9500,5400]
[10276434,null,"DAIKIN","HRCU-A-CB-O","RXS09SL216","Mini-Splits","FTXS09SL216",9,9500,5800]
[8639874,null,"DAIKIN","HRCU-A-CB-O","RXS09TL116","Mini-Splits","FTXS09TL116",10.5,9900,6100]
[8641300,null,"DAIKIN","HRCU-A-CB-O","RXS09TL116","Mini-Splits","FTXS09TL116-3",10.5,9900,6100]
[8639875,null,"DAIKIN","HRCU-A-CB-O","RXS09TL216","Mini-Splits","FTXS09TL216",10.5,11000,6800]
[8641301,null,"DAIKIN","HRCU-A-CB-O","RXS09TL216","Mini-Splits","FTXS09TL216-3",10.5,11000,6800]
[5436767,null,"DAIKIN","HRCU-A-CB-O","RXS100KVM","Mini-Splits","FTXS100KVM",9.3000000000000007,37400,24800]
[8639881,null,"DAIKIN","HRCU-A-CB-O","RXS12EL216","Mini-Splits","FTXS12EL216",9,13000,7700]
[8641307,null,"DAIKIN","HRCU-A-CB-O","RXS12EL216","Mini-Splits","FTXS12EL216-3",9,13000,7700]
[5265840,null,"DAIKIN","HRCU-A-CB-O","RXS12LVJU","Mini-Splits","FDXS12LVJU",10.4,11500,7500]
[5265755,null,"DAIKIN","HRCU-A-CB-O","RXS12LVJU","Mini-Splits","FTXS12LVJU",12.5,14400,9200,"Yes"]
[10276432,null,"DAIKIN","HRCU-A-CB-O","RXS12SL116","Mini-Splits","FTXS12SL116",9,13000,7500]
[10276436,null,"DAIKIN","HRCU-A-CB-O","RXS12SL216","Mini-Splits","FTXS12SL216",9,13000,7500]
[8639876,null,"DAIKIN","HRCU-A-CB-O","RXS12TL116","Mini-Splits","FTXS12TL116",10.199999999999999,12200,6800]
[8641302,null,"DAIKIN","HRCU-A-CB-O","RXS12TL116","Mini-Splits","FTXS12TL116-3",10.199999999999999,12200,6800]
[8639877,null,"DAIKIN","HRCU-A-CB-O","RXS12TL216","Mini-Splits","FTXS12TL216",11,13000,7100]
[8641303,null,"DAIKIN","HRCU-A-CB-O","RXS12TL216","Mini-Splits","FTXS12TL216-3",11,13000,7100]
[5265756,null,"DAIKIN","HRCU-A-CB-O","RXS15LVJU","Mini-Splits","FTXS15LVJU",11.6,18000,11900,"Yes"]
[8639882,null,"DAIKIN","HRCU-A-CB-O","RXS18EL216","Mini-Splits","FTXS18EL216",9,19000,12000]
[8641308,null,"DAIKIN","HRCU-A-CB-O","RXS18EL216","Mini-Splits","FTXS18EL216-3",9,19000,12000]
[5265757,null,"DAIKIN","HRCU-A-CB-O","RXS18LVJU","Mini-Splits","FTXS18LVJU",11,21600,13900,"Yes"]
[10276438,null,"DAIKIN","HRCU-A-CB-O","RXS18SL216","Mini-Splits","FTXS18SL216",9,19800,11300]
[8639878,null,"DAIKIN","HRCU-A-CB-O","RXS18TL216","Mini-Splits","FTXS18TL216",9,19800,12000]
[8641304,null,"DAIKIN","HRCU-A-CB-O","RXS18TL216","Mini-Splits","FTXS18TL216-3",9,19800,12000]
[8639883,null,"DAIKIN","HRCU-A-CB-O","RXS24EL216","Mini-Splits","FTXS24EL216",9,23000,13500]
[8641309,null,"DAIKIN","HRCU-A-CB-O","RXS24EL216","Mini-Splits","FTXS24EL216-3",9,23000,13500]
[5265758,null,"DAIKIN","HRCU-A-CB-O","RXS24LVJU","Mini-Splits","FTXS24LVJU",10.6,25400,16400,"Yes"]
[10276440,null,"DAIKIN","HRCU-A-CB-O","RXS24SL216","Mini-Splits","FTXS24SL216",10,24000,16000]
[8639879,null,"DAIKIN","HRCU-A-CB-O","RXS24TL216","Mini-Splits","FTXS24TL216",10,23000,14600]
[8641305,null,"DAIKIN","HRCU-A-CB-O","RXS24TL216","Mini-Splits","FTXS24TL216-3",10,23000,14600]
[5436758,null,"DAIKIN","HRCU-A-CB-O","RXS25KVM","Mini-Splits","FTXS25KVM",11.5,11500,7100]
[5436760,null,"DAIKIN","HRCU-A-CB-O","RXS35KVM","Mini-Splits","FTXS35KVM",10.9,13400,8600]
[5436761,null,"DAIKIN","HRCU-A-CB-O","RXS50KVM","Mini-Splits","FTXS50KVM",11.5,20000,13200]
[5436762,null,"DAIKIN","HRCU-A-CB-O","RXS60KVM","Mini-Splits","FTXS60KVM",11.4,23600,15600]
[5436763,null,"DAIKIN","HRCU-A-CB-O","RXS71KVM","Mini-Splits","FTXS71KVM",10.3,27400,19600]
[5436765,null,"DAIKIN","HRCU-A-CB-O","RXS80KVM","Mini-Splits","FTXS80KVM",10.3,32400,21800]
[5436766,null,"DAIKIN","HRCU-A-CB-O","RXS90KVM","Mini-Splits","FTXS90KVM",10,34000,22800]
[10591654,null,"DAIKIN","HRCU-A-CB-O","RXSQ24T*VJU","Non-Ducted Indoor Units","Multiple combinations, check manufacturer compatibility",10.4,25800,14000]
[10591681,null,"DAIKIN","HMSV-A-CB","RXSQ24T*VJU","Ducted Indoor Units","Multiple combinations, check manufacturer compatibility",9,25000,15000]
[10591687,null,"DAIKIN","HMSV-A-CB","RXSQ24T*VJU","Mixed Ducted and Non-Ducted Indoor Units","Multiple combinations, check manufacturer compatibility",9.6999999999999993,25400,14500]
[10591664,null,"DAIKIN","HRCU-A-CB-O","RXSQ36T*VJU","Non-Ducted Indoor Units","Multiple combinations, check manufacturer compatibility",10.3,37000,23600]
[10591684,null,"DAIKIN","HMSV-A-CB","RXSQ36T*VJU","Ducted Indoor Units","Multiple combinations, check manufacturer compatibility",9,37000,22000]
[10591688,null,"DAIKIN","HMSV-A-CB","RXSQ36T*VJU","Mixed Ducted and Non-Ducted Indoor Units","Multiple combinations, check manufacturer compatibility",9.65,37000,22800]
[10591673,null,"DAIKIN","HRCU-A-CB-O","RXSQ48T*VJU","Non-Ducted Indoor Units","Multiple combinations, check manufacturer compatibility",10,49500,32200]
[10591685,null,"DAIKIN","HMSV-A-CB","RXSQ48T*VJU","Ducted Indoor Units","Multiple combinations, check manufacturer compatibility",9,49500,32000]
[10591690,null,"DAIKIN","HMSV-A-CB","RXSQ48T*VJU","Mixed Ducted and Non-Ducted Indoor Units","Multiple combinations, check manufacturer compatibility",9.5,49500,32100]
[10591679,null,"DAIKIN","HRCU-A-CB-O","RXSQ60T*VJU","Non-Ducted Indoor Units","Multiple combinations, check manufacturer compatibility",10.5,57000,37000]
[10591686,null,"DAIKIN","HMSV-A-CB","RXSQ60T*VJU","Ducted Indoor Units","Multiple combinations, check manufacturer compatibility",10.5,57000,34000]
[10591691,null,"DAIKIN","HMSV-A-CB","RXSQ60T*VJU","Mixed Ducted and Non-Ducted Indoor Units","Multiple combinations, check manufacturer compatibility",10.5,57000,35500]
[10340479,null,"DAIKIN","HMSV-A-CB","RXTQ36TAVJ9","Non-Ducted Indoor Units","Multiple combinations, check manufacturer compatibility",10.3,37000,23600]
[10340481,null,"DAIKIN","HMSV-A-CB","RXTQ36TAVJ9","Ducted Indoor Units","Multiple combinations, check manufacturer compatibility",9,37000,22000]
[10340482,null,"DAIKIN","HMSV-A-CB","RXTQ36TAVJ9","Mixed Ducted and Non-Ducted Indoor Units","Multiple combinations, check manufacturer compatibility",9.65,37000,22800]
[9010096,null,"DAIKIN","HMSV-A-CB","RXTQ48TAVJU","Ducted Indoor Units","Multiple combinations, check manufacturer compatibility",9,49500,32000]
[9010099,null,"DAIKIN","HMSV-A-CB","RXTQ48TAVJU","Non-Ducted Indoor Units","Multiple combinations, check manufacturer compatibility",10,49500,32200]
[9038998,null,"DAIKIN","HMSV-A-CB","RXTQ48TAVJU","Mixed Ducted and Non-Ducted Indoor Units","Multiple combinations, check manufacturer compatibility",9.5,49500,32000]
[9010097,null,"DAIKIN","HMSV-A-CB","RXTQ60TAVJU","Ducted Indoor Units","Multiple combinations, check manufacturer compatibility",10.5,57000,34000]
[9010100,null,"DAIKIN","HMSV-A-CB","RXTQ60TAVJU","Non-Ducted Indoor Units","Multiple combinations, check manufacturer compatibility",10.5,57000,37000]
[9038999,null,"DAIKIN","HMSV-A-CB","RXTQ60TAVJU","Mixed Ducted and Non-Ducted Indoor Units","Multiple combinations, check manufacturer compatibility",10.5,57000,35500]
[10355587,null,"DAIKIN","HRCU-A-CB","RZQ18PVJU8","Mini-Splits","FBQ18PVJU",10.6,20000,12000]
[10355591,null,"DAIKIN","HRCU-A-CB-O","RZQ18PVJU8","Mini-Splits","FCQ18PAVJU",10.1,20000,12000]
[10355592,null,"DAIKIN","HRCU-A-CB-O","RZQ18PVJU8","Mini-Splits","FHQ18PVJU",9.6999999999999993,20000,12000]
[10525900,null,"DAIKIN","HRCU-A-CB","RZQ18PVJU8","Mini-Splits","FTQ18PBVJU",12,20000,13000]
[5039475,null,"DAIKIN","HRCU-A-CB-O","RZQ18PVJU9","Mini-Splits","FBQ18PVJU",10.6,20000,12000]
[5039481,null,"DAIKIN","HRCU-A-CB-O","RZQ18PVJU9","Mini-Splits","FCQ18PAVJU",10.3,20000,12000]
[4627365,null,"DAIKIN","HRCU-A-CB-O","RZQ18PVJU9","Mini-Splits","FHQ18PVJU",11.1,20000,12000]
[5376729,null,"DAIKIN","HRCU-A-CB","RZQ18PVJU9","Mini-Splits","FTQ18PBVJU",12,20000,13000]
[202514058,null,"DAIKIN","HRCU-A-CB","RZQ18TAVJU","Mini-Splits","FBQ18PVJU",9.5,20000,13200,"Yes"]
[202515490,null,"DAIKIN","HRCU-A-CB-O","RZQ18TAVJU","Mini-Splits","FCQ18TAVJU",10.1,20000,12300,"Yes"]
[202515460,null,"DAIKIN","HRCU-A-CB-O","RZQ18TAVJU","Mini-Splits","FHQ18PVJU",9.1,20000,12600]
[10355595,null,"DAIKIN","HRCU-A-CB-O","RZQ24PVJU8","Mini-Splits","FAQ24PVJU",9.4,27600,20000]
[10355594,null,"DAIKIN","HRCU-A-CB","RZQ24PVJU8","Mini-Splits","FBQ24PVJU",10.5,27000,18000]
[10355596,null,"DAIKIN","HRCU-A-CB-O","RZQ24PVJU8","Mini-Splits","FCQ24PAVJU",10.199999999999999,27000,18000]
[10355597,null,"DAIKIN","HRCU-A-CB-O","RZQ24PVJU8","Mini-Splits","FHQ24PVJU",10,27000,18000]
[10525901,null,"DAIKIN","HRCU-A-CB","RZQ24PVJU8","Mini-Splits","FTQ24PBVJU",11.5,27000,17500]
[4627363,null,"DAIKIN","HRCU-A-CB-O","RZQ24PVJU9","Mini-Splits","FAQ24PVJU",9.1,27000,20000]
[5039476,null,"DAIKIN","HRCU-A-CB-O","RZQ24PVJU9","Mini-Splits","FBQ24PVJU",10.5,27000,18000]
[5039482,null,"DAIKIN","HRCU-A-CB-O","RZQ24PVJU9","Mini-Splits","FCQ24PAVJU",10.199999999999999,27000,18000]
[4627366,null,"DAIKIN","HRCU-A-CB-O","RZQ24PVJU9","Mini-Splits","FHQ24PVJU",10,27000,18000]
[5376730,null,"DAIKIN","HRCU-A-CB","RZQ24PVJU9","Mini-Splits","FTQ24PBVJU",11.5,27000,17500]
[202515350,null,"DAIKIN","HRCU-A-CB","RZQ24TAVJU","Mini-Splits","FBQ24PVJU",9.6999999999999993,27000,18800,"Yes"]
[202515457,null,"DAIKIN","HRCU-A-CB-O","RZQ24TAVJU","Mini-Splits","FCQ24TAVJU",10.199999999999999,27000,18000,"Yes"]
[202515461,null,"DAIKIN","HRCU-A-CB-O","RZQ24TAVJU","Mini-Splits","FHQ24PVJU",9.3000000000000007,27000,18600]
[202515464,null,"DAIKIN","HRCU-A-CB-O","RZQ24TAVJU","Mini-Splits","FTQ24TAVJU*A*",9.4,27000,19400,"Yes"]
[5039478,null,"DAIKIN","HRCU-A-CB-O","RZQ30PVJU","Mini-Splits","FBQ30PVJU",9.1999999999999993,34000,22000]
[5039483,null,"DAIKIN","HRCU-A-CB-O","RZQ30PVJU","Mini-Splits","FCQ30PAVJU",10.199999999999999,34000,22000]
[10514003,null,"DAIKIN","HRCU-A-CB","RZQ30PVJU7","Mini-Splits","FTQ30PBVJU",9.5,34000,21400]
[10355599,null,"DAIKIN","HRCU-A-CB","RZQ30PVJU8","Mini-Splits","FBQ30PVJU",9.1999999999999993,34000,22000]
[10355600,null,"DAIKIN","HRCU-A-CB-O","RZQ30PVJU8","Mini-Splits","FCQ30PAVJU",10.199999999999999,33800,22000]
[5376731,null,"DAIKIN","HRCU-A-CB","RZQ30PVJU9","Mini-Splits","FTQ30PBVJU",10,34000,21400]
[202515489,null,"DAIKIN","HRCU-A-CB","RZQ30TAVJU","Mini-Splits","FBQ30PVJU",9.1999999999999993,34000,23400]
[202517169,null,"DAIKIN","HRCU-A-CB-O","RZQ30TAVJU","Mini-Splits","FCQ30TAVJU",10.199999999999999,34000,22800,"Yes"]
[202517170,null,"DAIKIN","HRCU-A-CB-O","RZQ30TAVJU","Mini-Splits","FTQ30TAVJU*A*",10.4,34000,24000,"Yes"]
[10513426,null,"DAIKIN","HRCU-A-CB","RZQ36PVJU8","Mini-Splits","FBQ36PVJU",9.1,40000,21000]
[10513427,null,"DAIKIN","HRCU-A-CB-O","RZQ36PVJU8","Mini-Splits","FCQ36PAVJU",9,40000,21000]
[10513425,null,"DAIKIN","HRCU-A-CB","RZQ36PVJU8","Mini-Splits","FTQ36PBVJU",9.5,40000,26000]
[5039479,null,"DAIKIN","HRCU-A-CB-O","RZQ36PVJU9","Mini-Splits","FBQ36PVJU",9.1,40000,21000]
[5039484,null,"DAIKIN","HRCU-A-CB-O","RZQ36PVJU9","Mini-Splits","FCQ36PAVJU",9,40000,21000]
[5376733,null,"DAIKIN","HRCU-A-CB","RZQ36PVJU9","Mini-Splits","FTQ36PBVJU",9.5,40000,26000]
[202514056,null,"DAIKIN","HRCU-A-CB","RZQ36TAVJU","Mini-Splits","FBQ36PVJU",9.1,40000,27400,"Yes"]
[202515491,null,"DAIKIN","HRCU-A-CB-O","RZQ36TAVJU","Mini-Splits","FCQ36TAVJU",9,40000,26200]
[202515465,null,"DAIKIN","HRCU-A-CB-O","RZQ36TAVJU","Mini-Splits","FTQ36TAVJU*A*",9.5,40000,29000]
[10513429,null,"DAIKIN","HRCU-A-CB","RZQ42PVJU8","Mini-Splits","FTQ42PBVJU",9,47000,29000]
[5376734,null,"DAIKIN","HRCU-A-CB","RZQ42PVJU9","Mini-Splits","FTQ42PBVJU",9,47000,29000]
[202515466,null,"DAIKIN","HRCU-A-CB-O","RZQ42TAVJU","Mini-Splits","FTQ42TAVJU*A*",9,47000,34000,"Yes"]
[202515459,null,"DAIKIN","HRCU-A-CB-O","RZQ48TAVJU","Mini-Splits","FCQ48TAVJU",9.3000000000000007,54000,34800]
[202515467,null,"DAIKIN","HRCU-A-CB-O","RZQ48TAVJU","Mini-Splits","FTQ48TAVJU*A*",9,54000,36800]
[202063354,null,"DAIZUKI","HRCU-A-CB-O","DX09C416H-18","Mini-Splits","DX09E416H-18",9,9500,5400]
[203383849,null,"Daizuki","HRCU-A-CB-O","DX09C416H-19","Mini-Splits","DX09E416H-19",10,10000,6000]
[202063356,null,"DAIZUKI","HRCU-A-CB-O","DX09C426H-18","Mini-Splits","DX09E426H-18",9,9500,5800]
[203383850,null,"Daizuki","HRCU-A-CB-O","DX09C426H-19","Mini-Splits","DX09E426H-19",9.5,9000,6000]
[10013771,null,"DAIZUKI","HRCU-A-CB-O","DX12C416B-16","Mini-Splits","DX12E416B-16",9,12500,7500]
[202063355,null,"DAIZUKI","HRCU-A-CB-O","DX12C416H-18","Mini-Splits","DX12E416H-18",9,13000,7500]
[203383851,null,"Daizuki","HRCU-A-CB-O","DX12C416H-19","Mini-Splits","DX12E416H-19",9.5,12000,7500]
[8953952,null,"DAIZUKI","HRCU-A-CB-O","DX12C426 - 21","Mini-Splits","DX12E426-21",11,12000,7200]
[9204672,null,"DAIZUKI","HRCU-A-CB-O","DX12C426B-16","Mini-Splits","DX12E426B-16",9,12300,7000]
[202063357,null,"DAIZUKI","HRCU-A-CB-O","DX12C426H-18","Mini-Splits","DX12E426H-18",9,13000,7500]
[203383852,null,"Daizuki","HRCU-A-CB-O","DX12C426H-19","Mini-Splits","DX12E426H-19",9.5,12000,6800]
[8953953,null,"DAIZUKI","HRCU-A-CB-O","DX18C426- 21","Mini-Splits","DX18E426-21",10,17200,10000]
[202063358,null,"DAIZUKI","HRCU-A-CB-O","DX18C426H-18","Mini-Splits","DX18E426H-18",9,19800,11300]
[203383853,null,"Daizuki","HRCU-A-CB-O","DX18C426H-19","Mini-Splits","DX18E426H-19",10,18000,11000]
[9204674,null,"DAIZUKI","HRCU-A-CB-O","DX24C426B-16","Mini-Splits","DX24E426B-16",9,24000,11000]
[202063359,null,"DAIZUKI","HRCU-A-CB-O","DX24C426H-18","Mini-Splits","DX24E426H-18",10,24000,16000]
[203383854,null,"Daizuki","HRCU-A-CB-O","DX24C426H-19","Mini-Splits","DX24E426H-19",9.5,24000,14400]
[203383861,null,"Daizuki","HRCU-A-CB-O","DX36C426F","Mini-Splits","DX36E426F",10,36000,21400]
[203403475,null,"Daizuki","HRCU-A-CB-O","DX36C426H","Mini-Splits","DX36E426H",10,36000,21400]
[202063360,null,"DAIZUKI","HRCU-A-CB-O","DX36C426H-18","Mini-Splits","DX36E426H-18",9,34600,20200]
[205415970,null,"DAIZUKI","HRCU-A-CB-O","DXTC09C416-20","Mini-Splits","DXTC09E416-20",10.5,9500,5900]
[205415968,null,"DAIZUKI","HRCU-A-CB-O","DXTC09C426-20","Mini-Splits","DXTC09E426-20",10,9500,6300]
[205415971,null,"DAIZUKI","HRCU-A-CB-O","DXTH09C416-20","Mini-Splits","DXTH09E416-20",10.5,9500,5900]
[205415969,null,"DAIZUKI","HRCU-A-CB-O","DXTH09C426-20","Mini-Splits","DXTH09E426-20",10,9500,6300]
[205415975,null,"DAIZUKI","HRCU-A-CB-O","DXTH12C416-20","Mini-Splits","DXTH12E416-20",10,12000,7000]
[205415974,null,"DAIZUKI","HRCU-A-CB-O","DXTH12C426-20","Mini-Splits","DXTH12E426-20",9.5,12500,7000]
[205415976,null,"DAIZUKI","HRCU-A-CB-O","DXTH18C426-20","Mini-Splits","DXTH18E426-20",10,19000,11600]
[205415977,null,"DAIZUKI","HRCU-A-CB-O","DXTH24C426-20","Mini-Splits","DXTH24E426-20",10,24400,16200]
[10277689,null,"DANBY","HRCU-A-CB-O","DAS090BAHWDB-O","Mini-Splits","DAS090BAHWDB-I",10.5,9800,6400]
[204752957,null,"DANBY","HRCU-A-CB-O","DAS120BAH***-O","Mini-Splits","DAS120BAH***-I",11.2,12000,7100]
[10277690,null,"DANBY","HRCU-A-CB-O","DAS180BAHWDB-O","Mini-Splits","DAS180BAHWDB-I",10,18000,10400]
[204752958,null,"DANBY","HMSV-A-CB","DAS180DBAH***-O","Non-Ducted Indoor Units","Multiple combinations, check manufacturer compatibility",10,18000,11800]
[10277691,null,"DANBY","HRCU-A-CB-O","DAS240BAHWDB-O","Mini-Splits","DAS240BAHWDB-I",10,25000,15300]
[205334544,null,"DANCOOL","HRCU-A-CB-O","DANCS12-OD","Mini-Splits","DANCS12-ID",12,12000,7800]
[205334545,null,"DANCOOL","HMSV-A-CB","DANMZ18-OD2","Non-Ducted Indoor Units","Multiple combinations, check manufacturer compatibility",10.3,19000,12000]
[205334546,null,"DANCOOL","HMSV-A-CB","DANMZ27-OD3","Non-Ducted Indoor Units","Multiple combinations, check manufacturer compatibility",10.3,24000,17200]
[205334547,null,"DANCOOL","HMSV-A-CB","DANMZ36-OD4","Non-Ducted Indoor Units","Multiple combinations, check manufacturer compatibility",10,28000,17400]
[205334548,null,"DANCOOL","HMSV-A-CB","DANMZ48-OD5","Non-Ducted Indoor Units","Multiple combinations, check manufacturer compatibility",10.199999999999999,48000,29600]
[201835605,null,"DAY & NIGHT","HRCU-A-CB-O","DLCERAH09AAK","Mini-Splits","DLFEHAH09XAK",10,9800,5800]
[201835604,null,"DAY & NIGHT","HRCU-A-CB-O","DLCERAH12AAJ","Mini-Splits","DLFEHAH12XAJ",10.3,12000,7200]
[201835606,null,"DAY & NIGHT","HRCU-A-CB-O","DLCERAH12AAK","Mini-Splits","DLFEHAH12XAK",9.6,12000,7300]
[201835607,null,"DAY & NIGHT","HRCU-A-CB-O","DLCERAH18AAK","Mini-Splits","DLFEHAH18XAK",10.1,18000,11400]
[201835608,null,"DAY & NIGHT","HRCU-A-CB-O","DLCERAH24AAK","Mini-Splits","DLFEHAH24XAK",9.6,24800,15300]
[201835639,null,"DAY & NIGHT","HRCU-A-CB-O","DLCLRAH36AAK","Mini-Splits","DLFLCAH36XAK",10.5,38000,25200,"Yes"]
[201835617,null,"DAY & NIGHT","HRCU-A-CB","DLCLRAH36AAK","Mini-Splits","DLFLDAH36XAK",11.5,40000,27600,"Yes"]
[201835638,null,"DAY & NIGHT","HRCU-A-CB-O","DLCLRAH36AAK","Mini-Splits","DLFLFAH36XAK",10,38000,25400,"Yes"]
[201835642,null,"DAY & NIGHT","HRCU-A-CB-O","DLCLRAH48AAK","Mini-Splits","DLFLCAH48XAK",11,50000,35000,"Yes"]
[201835618,null,"DAY & NIGHT","HRCU-A-CB","DLCLRAH48AAK","Mini-Splits","DLFLDAH48XAK",10.3,49500,33400,"Yes"]
[201835641,null,"DAY & NIGHT","HRCU-A-CB-O","DLCLRAH48AAK","Mini-Splits","DLFLFAH48XAK",11,50000,35000,"Yes"]
[201835619,null,"DAY & NIGHT","HRCU-A-CB","DLCLRAH58AAK","Mini-Splits","DLFLDAH58XAK",9,60000,37600,"Yes"]
[201835643,null,"DAY & NIGHT","HRCU-A-CB-O","DLCLRAH58AAK","Mini-Splits","DLFLFAH58XAK",10.5,60000,39000,"Yes"]
[201835620,null,"DAY & NIGHT","HMSV-A-CB","DLCMRAH18BAK","Non-Ducted Indoor Units","Multiple combinations, check manufacturer compatibility",9.6999999999999993,18000,11600]
[201835624,null,"DAY & NIGHT","HMSV-A-CB","DLCMRAH18BAK","Ducted Indoor Units","Multiple combinations, check manufacturer compatibility",10,18500,11500]
[201835644,null,"DAY & NIGHT","HMSV-A-CB","DLCMRAH18BAK","Mixed Ducted and Non-Ducted Indoor Units","Multiple combinations, check manufacturer compatibility",9.85,18200,11550]
[201835621,null,"DAY & NIGHT","HMSV-A-CB","DLCMRAH27CAK","Non-Ducted Indoor Units","Multiple combinations, check manufacturer compatibility",10.8,27000,17800,"Yes"]
[201835625,null,"DAY & NIGHT","HMSV-A-CB","DLCMRAH27CAK","Ducted Indoor Units","Multiple combinations, check manufacturer compatibility",10,28000,17600]
[201835645,null,"DAY & NIGHT","HMSV-A-CB","DLCMRAH27CAK","Mixed Ducted and Non-Ducted Indoor Units","Multiple combinations, check manufacturer compatibility",10.4,27400,17700]
[201835622,null,"DAY & NIGHT","HMSV-A-CB","DLCMRAH36DAK","Non-Ducted Indoor Units","Multiple combinations, check manufacturer compatibility",10.199999999999999,36000,23600,"Yes"]
[201835626,null,"DAY & NIGHT","HMSV-A-CB","DLCMRAH36DAK","Ducted Indoor Units","Multiple combinations, check manufacturer compatibility",10,37000,23000]
[201835646,null,"DAY & NIGHT","HMSV-A-CB","DLCMRAH36DAK","Mixed Ducted and Non-Ducted Indoor Units","Multiple combinations, check manufacturer compatibility",10,37000,23000]
[201835623,null,"DAY & NIGHT","HMSV-A-CB","DLCMRAH48EAK","Non-Ducted Indoor Units","Multiple combinations, check manufacturer compatibility",10.199999999999999,48000,30400,"Yes"]
[201835627,null,"DAY & NIGHT","HMSV-A-CB","DLCMRAH48EAK","Ducted Indoor Units","Multiple combinations, check manufacturer compatibility",11.5,50000,34000]
[201835647,null,"DAY & NIGHT","HMSV-A-CB","DLCMRAH48EAK","Mixed Ducted and Non-Ducted Indoor Units","Multiple combinations, check manufacturer compatibility",10.85,49000,32200]
[201835602,null,"DAY & NIGHT","HRCU-A-CB-O","DLCPRAH09AAK","Mini-Splits","DLFPHAH09XAK",14.5,10000,7200,"Yes"]
[201835603,null,"DAY & NIGHT","HRCU-A-CB-O","DLCPRAH12AAK","Mini-Splits","DLFPHAH12XAK",13.6,12000,6800,"Yes"]
[202463646,null,"DAY & NIGHT","HRCU-A-CB-O","DLCPRAH18AAK","Mini-Splits","DLFPHAH18XAK",14,18000,12300,"Yes"]
[202463647,null,"DAY & NIGHT","HRCU-A-CB-O","DLCPRAH24AAK","Mini-Splits","DLFPHAH24XAK",12,24000,15400,"Yes"]
[201835609,null,"DAY & NIGHT","HRCU-A-CB-O","DLCSRAH09AAJ","Mini-Splits","DLFSHAH09XAJ",10.5,9800,5600,"Yes"]
[201835629,null,"DAY & NIGHT","HRCU-A-CB-O","DLCSRAH09AAK","Mini-Splits","DLFSCAH09XAK",10.199999999999999,10000,6700,"Yes"]
[201835628,null,"DAY & NIGHT","HRCU-A-CB","DLCSRAH09AAK","Mini-Splits","DLFSDAH09XAK",11.5,10000,6800,"Yes"]
[201835611,null,"DAY & NIGHT","HRCU-A-CB-O","DLCSRAH09AAK","Mini-Splits","DLFSHAH09XAK",10.5,12000,7500,"Yes"]
[201835610,null,"DAY & NIGHT","HRCU-A-CB-O","DLCSRAH12AAJ","Mini-Splits","DLFSHAH12XAJ",11,11800,7100,"Yes"]
[201835630,null,"DAY & NIGHT","HRCU-A-CB-O","DLCSRAH12AAK","Mini-Splits","DLFSCAH12XAK",10.199999999999999,12000,8200,"Yes"]
[201835632,null,"DAY & NIGHT","HRCU-A-CB","DLCSRAH12AAK","Mini-Splits","DLFSDAH12XAK",11,12500,8100,"Yes"]
[201835631,null,"DAY & NIGHT","HRCU-A-CB-O","DLCSRAH12AAK","Mini-Splits","DLFSFAH12XAK",10.5,12000,9600,"Yes"]
[201835612,null,"DAY & NIGHT","HRCU-A-CB-O","DLCSRAH12AAK","Mini-Splits","DLFSHAH12XAK",11,12000,7600,"Yes"]
[201835634,null,"DAY & NIGHT","HRCU-A-CB-O","DLCSRAH18AAK","Mini-Splits","DLFSCAH18XAK",10.5,18000,12000,"Yes"]
[201835640,null,"DAY & NIGHT","HRCU-A-CB","DLCSRAH18AAK","Mini-Splits","DLFSDAH18XAK",10.8,19000,12400]
[201835633,null,"DAY & NIGHT","HRCU-A-CB-O","DLCSRAH18AAK","Mini-Splits","DLFSFAH18XAK",10.199999999999999,18000,12900,"Yes"]
[201835613,null,"DAY & NIGHT","HRCU-A-CB-O","DLCSRAH18AAK","Mini-Splits","DLFSHAH18XAK",10.5,18000,11900,"Yes"]
[201835637,null,"DAY & NIGHT","HRCU-A-CB-O","DLCSRAH24AAK","Mini-Splits","DLFSCAH24XAK",11.5,24000,16200,"Yes"]
[201835635,null,"DAY & NIGHT","HRCU-A-CB","DLCSRAH24AAK","Mini-Splits","DLFSDAH24XAK",12,24000,17400,"Yes"]
[201835636,null,"DAY & NIGHT","HRCU-A-CB-O","DLCSRAH24AAK","Mini-Splits","DLFSFAH24XAK",11.5,24000,17200,"Yes"]
[201835614,null,"DAY & NIGHT","HRCU-A-CB-O","DLCSRAH24AAK","Mini-Splits","DLFSHAH24XAK",10,25000,15000,"Yes"]
[201835615,null,"DAY & NIGHT","HRCU-A-CB-O","DLCSRAH30AAK","Mini-Splits","DLFSHAH30XAK",9.8000000000000007,30000,18000]
[201835616,null,"DAY & NIGHT","HRCU-A-CB-O","DLCSRAH36AAK","Mini-Splits","DLFSHAH36XAK",10,36000,20600,"Yes"]
[201995848,null,"Day&night","HMSV-A-CB","38VMA036HDS3-1","Non-Ducted Indoor Units","Multiple combinations, check manufacturer compatibility",9.1999999999999993,40000,25000]
[201995850,null,"Day&night","HMSV-A-CB","38VMA036HDS3-1","Ducted Indoor Units","Multiple combinations, check manufacturer compatibility",9.6,40000,25000]
[201995852,null,"Day&night","HMSV-A-CB","38VMA048HDS3-1","Non-Ducted Indoor Units","Multiple combinations, check manufacturer compatibility",9.1999999999999993,52500,34000]
[201995853,null,"Day&night","HMSV-A-CB","38VMA048HDS3-1","Ducted Indoor Units","Multiple combinations, check manufacturer compatibility",9.6,52500,34000]
[201995855,null,"Day&night","HMSV-A-CB","38VMA060HDS3-1","Non-Ducted Indoor Units","Multiple combinations, check manufacturer compatibility",10,66000,42000]
[201995856,null,"Day&night","HMSV-A-CB","38VMA060HDS3-1","Ducted Indoor Units","Multiple combinations, check manufacturer compatibility",10,66000,42000]
[202053807,null,"DELLA","HRCU-A-CB-O","048-MS-12K1V-17S-OUT","Mini-Splits","048-MS-12K1V-17S-IN",9,12500,7500]
[202053808,null,"DELLA","HRCU-A-CB-O","048-MS-12K2V-17S-OUT","Mini-Splits","048-MS-12K2V-17S-IN",9,12300,7000]
[202053810,null,"DELLA","HRCU-A-CB-O","048-MS-12K2V-22S-OUT","Mini-Splits","048-MS-12K2V-22S-IN",11,12000,7200]
[202053815,null,"DELLA","HRCU-A-CB-O","048-MS-18K2V-17S-OUT","Mini-Splits","048-MS-18K2V-17S-IN",9,18400,10000]
[202053811,null,"DELLA","HRCU-A-CB-O","048-MS-18K2V-22S-OUT","Mini-Splits","048-MS-18K2V-22S-IN",10,17200,10000]
[202053809,null,"DELLA","HRCU-A-CB-O","048-MS-24K2V-17S-OUT","Mini-Splits","048-MS-24K2V-17S-IN",9,24000,11000]
[202357812,null,"DELLA","HRCU-A-CB-O","048-MS-T2312K-OUT","Mini-Splits","048-MS-T2312K-IN",10,12000,7100]
[202357813,null,"DELLA","HRCU-A-CB-O","048-MS-T2318K-OUT","Mini-Splits","048-MS-T2318K-IN",10,18000,10800]
[202357814,null,"DELLA","HRCU-A-CB-O","048-MS-T2324K-OUT","Mini-Splits","048-MS-T2324K-IN",10,23000,14000]
[202357811,null,"DELLA","HRCU-A-CB-O","048-MS-T239K-OUT","Mini-Splits","048-MS-T239K-IN",11,9000,6800]
[200059168,10221180,"DELTA AIR CONDITIONING","HRCU-A-CB-O","35HD036J24-105DMGXZ(3C)","Mini-Splits","26WD036J24-105DWGXZ",9,34600,20200]
[202021920,null,"Delta HVAC","HRCU-A-CB-O","26WF012J24-035DWLXZ","Mini-Splits","36HF012J24-035DLLXZ",11,12000,7200]
[202021923,null,"Delta HVAC","HRCU-A-CB-O","26WF018J24-053DWJXZ","Mini-Splits","36HF018J24-053DLJXZ",10,17200,10000]
[200059169,10221180,"DELTA HVAC","HRCU-A-CB-O","35HD036J24-105DMGXZ(3C)","Mini-Splits","26WD036J24-105DWGXZ",9,34600,20200]
[202110980,null,"Delta HVAC","HRCU-A-CB-O","36HF012J24-035DLLXZ","Mini-Splits","26WF012J24-035DWLXZ",11,12000,7200]
[202122444,null,"Delta HVAC","HRCU-A-CB-O","36HF018J24-053DLJXZ","Mini-Splits","26WF018J24-053DWJXZ",10,17200,10000]
[205300162,null,"DENALI AIRE","HRCU-A-CB-O","DNMSHQCO12A","Mini-Splits","DNMSHQCW12A",10.5,13000,7500]
[205300164,null,"DENALI AIRE","HRCU-A-CB-O","DNMSHQCO18","Mini-Splits","DNMSHQCW18",11.6,19000,11600]
[205300165,null,"DENALI AIRE","HRCU-A-CB-O","DNMSHQCO24","Mini-Splits","DNMSHQCW24",10.5,26000,14500]
[205300163,null,"DENALI AIRE","HRCU-A-CB-O","DNMSHQCO9A","Mini-Splits","DNMSHQCW9A",10,9500,5000]
[202882660,null,"DIAL","HRCU-A-CB-O","12000-17S-115-O","Mini-Splits","12000-17S-115-I",9.35,13200,7200]
[202882661,null,"DIAL","HRCU-A-CB-O","12000-20S-230-O","Mini-Splits","12000-20S-230-I",10.8,13000,7500]
[204030292,null,"DIAL","HRCU-A-CB-O","12000-25S-110-O","Mini-Splits","12000-25S-110-I",10,12000,7500]
[204030294,null,"DIAL","HRCU-A-CB-O","12000-25S-110-O","Mini-Splits","12000-25S-110-I",10,12000,7500]
[204088532,null,"DIAL","HRCU-A-CB-O","12000-25S-115-O","Mini-Splits","12000-25S-115-I",10,12000,7500]
[204030293,null,"DIAL","HRCU-A-CB-O","12000-25S-230-O","Mini-Splits","12000-25S-230-I",10,12000,7100]
[204030295,null,"DIAL","HRCU-A-CB-O","12000-25S-230-O","Mini-Splits","12000-25S-230-I",10,12000,7100]
[204400704,null,"DIAL","HRCU-A-CB-O","12000Z-20S-230-O","Mini-Splits","12000Z-20S-230-I",10.5,13000,7500]
[202882657,null,"DIAL","HRCU-A-CB-O","18000-17S-230-O","Mini-Splits","18000-17S-230-I",10.1,20000,11600]
[202882662,null,"DIAL","HRCU-A-CB-O","18000-23S-230-O","Mini-Splits","18000-23S-230-I",11.6,19000,11600]
[204400705,null,"DIAL","HRCU-A-CB-O","18000Z-23S-230-I","Mini-Splits","18000Z-23S-230-O",11.6,19000,11600]
[204100527,null,"DIAL","HRCU-A-CB-O","23400-21S-230-O","Mini-Splits","23400-21S-230-I",10.5,26000,14500]
[202882658,null,"DIAL","HRCU-A-CB-O","24000-20S-230-O","Mini-Splits","24000-20S-230-I",10.5,24200,15400]
[204793304,null,"DIAL","HRCU-A-CB-O","24000Z-03-O","Ducted Indoor Units","Multiple combinations, check manufacturer compatibility",10,24000,15400]
[204793306,null,"DIAL","HRCU-A-CB-O","24000Z-03-O","Non-Ducted Indoor Units","Multiple combinations, check manufacturer compatibility",11,24000,15400]
[204793308,null,"DIAL","HRCU-A-CB-O","24000Z-03-O","Mixed Ducted and Non-Ducted Indoor Units","Multiple combinations, check manufacturer compatibility",10.5,24000,15400]
[204793305,null,"DIAL","HMSR-A-CB-O","36000Z-04-O","Ducted Indoor Units","Multiple combinations, check manufacturer compatibility",10.8,36000,22000]
[204793307,null,"DIAL","HRCU-A-CB-O","36000Z-04-O","Non-Ducted Indoor Units","Multiple combinations, check manufacturer compatibility",11,36000,23200]
[204793309,null,"DIAL","HRCU-A-CB-O","36000Z-04-O","Mixed Ducted and Non-Ducted Indoor Units","Multiple combinations, check manufacturer compatibility",10.9,36000,22600]
[203748625,null,"DIAL","HRCU-A-CB-O","9000-16S-230-I","Mini-Splits","9000-16S-230-O",9.1,10000,4500]
[202882659,null,"DIAL","HRCU-A-CB-O","9000-19S-115-O","Mini-Splits","9000-19S-115-I",10.5,10000,5000]
[10238927,null,"DIAMONDAIR","HRCU-A-CB-O","D1512HMSO.","Mini-Splits","D1512HMSI",9.3000000000000007,12000,6800]
[10293476,null,"DIAMONDAIR","HRCU-A-CB-O","D1512HMSOF","Mini-Splits","D1512HMSIF",9.3000000000000007,12000,6800]
[10579426,null,"DIAMONDAIR","HRCU-A-CB-O","D1618DIYO","Mini-Splits","D1618DIYI",9.5,18000,11700]
[10579427,null,"DIAMONDAIR","HRCU-A-CB-O","D1624DIYO","Mini-Splits","D1624DIYI",9,25000,15900]
[10327027,null,"DIAMONDAIR","HRCU-A-CB-O","D2009SHO","Mini-Splits","DF2009CI",10.8,10000,6700]
[10238923,null,"DIAMONDAIR","HRCU-A-CB-O","D2009SHO","Mini-Splits","DF2009HMSI",11.2,10900,6900]
[10327029,null,"DIAMONDAIR","HRCU-A-CB-O","D2012SHO","Mini-Splits","DF2012CI",10.6,12000,8700]
[10238924,null,"DIAMONDAIR","HRCU-A-CB-O","D2012SHO","Mini-Splits","DF2012HMSI",12,12000,7800]
[10327030,null,"DIAMONDAIR","HRCU-A-CB-O","D2018SHO","Mini-Splits","DF2018CI",10.5,18000,12000]
[10238925,null,"DIAMONDAIR","HRCU-A-CB-O","D2018SHO","Mini-Splits","DF2018HMSI",10.3,18000,10800]
[10327031,null,"DIAMONDAIR","HRCU-A-CB-O","D2024SHO","Mini-Splits","DF2024CI",11.5,24000,16200]
[10238926,null,"DIAMONDAIR","HRCU-A-CB-O","D2024SHO","Mini-Splits","DF2024HMSI",11.5,24000,15400]
[9923992,null,"DIAMONDAIR","HMSV-A-CB","DF18MZ2","Non-Ducted Indoor Units","Multiple combinations, check manufacturer compatibility",10.3,19000,12000]
[10238929,null,"DIAMONDAIR","HMSV-A-CB","DF18MZ2.","Non-Ducted Indoor Units","Multiple combinations, check manufacturer compatibility",10.3,19000,12000]
[9962872,null,"DIAMONDAIR","HRCU-A-CB-O","DF2024CFHMSO","Mini-Splits","DF2024CFHMSI",11.5,24000,17200]
[9947217,null,"DIAMONDAIR","HMSV-A-CB","DF30MZ3","Non-Ducted Indoor Units","Multiple combinations, check manufacturer compatibility",10.3,28000,17200]
[10238930,null,"DIAMONDAIR","HMSV-A-CB","DF30MZ3.","Non-Ducted Indoor Units","Multiple combinations, check manufacturer compatibility",10.3,28000,17200]
[9947218,null,"DIAMONDAIR","HMSV-A-CB","DF36MZ4","Non-Ducted Indoor Units","Multiple combinations, check manufacturer compatibility",10.199999999999999,36000,24600]
[9947219,null,"DIAMONDAIR","HMSV-A-CB","DF48MZ5","Non-Ducted Indoor Units","Multiple combinations, check manufacturer compatibility",10.199999999999999,48000,29600]
[10306424,null,"DIRECT AIR","HRCU-A-CB-O","DIR-09HP17-DKO","Mini-Splits","DIR-09HP17-DKI",10.5,10000,5000]
[203490394,null,"DIRECT AIR","HRCU-A-CB-O","DIR-09HP17DKO-230","Mini-Splits","DIR-09HP17DKI-230",9.1,10000,4500]
[203490392,null,"DIRECT AIR","HRCU-A-CB-O","DIR-09HP20DKO-ES","Mini-Splits","DIR-09HP20DKI-ES",10.7,9500,5000]
[203490396,null,"DIRECT AIR","HRCU-A-CB-O","DIR-09HP22DKO-ES","Mini-Splits","DIR-09HP22DKI-ES",10.7,9500,5000]
[10306426,null,"DIRECT AIR","HRCU-A-CB-O","DIR-09HP28-TQO","Mini-Splits","DIR-09HP28-TQI",12.5,10500,6500]
[10306425,null,"DIRECT AIR","HRCU-A-CB-O","DIR-12HP17-DKO","Mini-Splits","DIR-12HP17-DKI",9.35,13200,7200]
[203490395,null,"DIRECT AIR","HRCU-A-CB-O","DIR-12HP17DKO-230","Mini-Splits","DIR-12HP17DKI-230",9,13000,7500]
[203490397,null,"DIRECT AIR","HRCU-A-CB-O","DIR-12HP21DKO-ES","Mini-Splits","DIR-12HP21DKI-ES",10.5,13000,7500]
[203490393,null,"DIRECT AIR","HRCU-A-CB-O","DIR-12HP22DKO-ES","Mini-Splits","DIR-12HP22DKI-ES",10.5,13000,7500]
[10306427,null,"DIRECT AIR","HRCU-A-CB-O","DIR-12HP28-TQO","Mini-Splits","DIR-12HP28-TQI",12,13000,8000]
[10306422,null,"DIRECT AIR","HRCU-A-CB-O","DIR-18HP17-DKO","Mini-Splits","DIR-18HP17-DKI",10.1,20000,11600]
[203490390,null,"DIRECT AIR","HRCU-A-CB-O","DIR-18HP23DKO-ES","Mini-Splits","DIR-18HP23DKI-ES",11.6,19000,11600]
[10306423,null,"DIRECT AIR","HRCU-A-CB-O","DIR-24HP17-DKO","Mini-Splits","DIR-24HP17-DKI",9.8000000000000007,24400,13000]
[203490391,null,"DIRECT AIR","HRCU-A-CB-O","DIR-24HP21DKO-ES","Mini-Splits","DIR-24HP21DKI-ES",10.5,26000,14500]
[203269788,null,"DIRECT AIR","HMSV-A-CB","M2OF-18HFN1-M","Ducted Indoor Units","Multiple combinations, check manufacturer compatibility",10,18500,11500]
[8994011,null,"DIRECT AIR","HMSV-A-CB","M2OF-18HFN1-M","Non-Ducted Indoor Units","Multiple combinations, check manufacturer compatibility",10.3,19000,12000,"Yes"]
[203269782,null,"DIRECT AIR","HMSV-A-CB","M2OH-18HFN1-M","Non-Ducted Indoor Units","Multiple combinations, check manufacturer compatibility",9.8000000000000007,20000,12600]
[203269785,null,"DIRECT AIR","HMSV-A-CB","M2OH-18HFN1-M","Ducted Indoor Units","Multiple combinations, check manufacturer compatibility",9.8000000000000007,19000,12600]
[203269789,null,"DIRECT AIR","HMSV-A-CB","M3OF-27HFN1-M","Ducted Indoor Units","Multiple combinations, check manufacturer compatibility",10,28000,17600]
[8994012,null,"DIRECT AIR","HMSV-A-CB","M3OF-27HFN1-M","Non-Ducted Indoor Units","Multiple combinations, check manufacturer compatibility",10.3,28000,17200,"Yes"]
[203269783,null,"DIRECT AIR","HMSV-A-CB","M3OH-27HFN1-M","Non-Ducted Indoor Units","Multiple combinations, check manufacturer compatibility",10.4,31400,18000]
[203269786,null,"DIRECT AIR","HMSV-A-CB","M3OH-27HFN1-M","Ducted Indoor Units","Multiple combinations, check manufacturer compatibility",10,28400,16600]
[9680931,null,"DIRECT AIR","HMSV-A-CB","M4OF-36HFN1-M","Specific","CS11M-09HRFN1-MX0W(A)CS11M-09HRFN1-MX0W(A)CS11M-09HRFN1-MX0W(A)CS11M-09HRFN1-MX0W(A)",10.199999999999999,36000,24600]
[203269790,null,"DIRECT AIR","HMSV-A-CB","M4OF-36HFN1-M","Ducted Indoor Units","Multiple combinations, check manufacturer compatibility",10,37000,23000]
[8994013,null,"DIRECT AIR","HMSV-A-CB","M4OF-36HFN1-M","Non-Ducted Indoor Units","Multiple combinations, check manufacturer compatibility",10.199999999999999,36000,24600]
[203269784,null,"DIRECT AIR","HMSV-A-CB","M4OH-36HFN1-M","Non-Ducted Indoor Units","Multiple combinations, check manufacturer compatibility",10.5,36000,23200]
[203269787,null,"DIRECT AIR","HMSV-A-CB","M4OH-36HFN1-M","Ducted Indoor Units","Multiple combinations, check manufacturer compatibility",11,37000,24600]
[203269791,null,"DIRECT AIR","HMSV-A-CB","M5OF-48HFN1-M","Ducted Indoor Units","Multiple combinations, check manufacturer compatibility",11.5,50000,34000]
[8994014,null,"DIRECT AIR","HMSV-A-CB","M5OF-48HFN1-M","Non-Ducted Indoor Units","Multiple combinations, check manufacturer compatibility",10.199999999999999,48000,29600,"Yes"]
[8775830,null,"DIRECT AIR","HRCU-A-CB-O","MOB30-09HFN1-MX0W","Mini-Splits","CCA3U-09HRFN1-M(C)",10.8,10000,6700]
[8952869,null,"DIRECT AIR","HRCU-A-CB-O","MOB30-09HFN1-MX0W","Mini-Splits","CS11M-09HRFN1-MX0W(A)",11.2,10900,6900,"Yes"]
[8775826,null,"DIRECT AIR","HRCU-A-CB-O","MOB30-09HFN1-MX0W","Mini-Splits","CS11M-09HRFN1-MX0W(A)",11.2,10900,6900]
[203269792,null,"DIRECT AIR","HRCU-A-CB","MOB30-09HFN1-MX0W","Mini-Splits","MTIU-09HWFN1-M",12,10000,7200]
[8989602,null,"DIRECT AIR","HRCU-A-CB-O","MOB30-12HFN1-BT0W","Mini-Splits","MSAEB-12HRFN1-BT0W",10,12000,7500]
[8775845,null,"DIRECT AIR","HRCU-A-CB-O","MOB30-12HFN1-MT0W","Mini-Splits","CCA3U-12HRFN1-M(C)",10.5,12000,7500,"Yes"]
[8775847,null,"DIRECT AIR","HRCU-A-CB-O","MOB30-12HFN1-MT0W","Mini-Splits","CFAU-12HRFN1-M(C)",10,12000,7200]
[9680948,null,"DIRECT AIR","HRCU-A-CB-O","MOB30-12HFN1-MT0W","Mini-Splits","CS11M-12HRFN1-MU5W",11,12000,7700,"Yes"]
[8989604,null,"DIRECT AIR","HRCU-A-CB-O","MOB30-12HFN1-MT0W","Mini-Splits","MSAEB-12HRFN1-MT0W",9.6,12000,7100]
[203269799,null,"DIRECT AIR","HRCU-A-CB","MOB30-12HFN1-MT0W","Mini-Splits","MTIU-12HWFN1-M",11.5,12000,7200]
[8775834,null,"DIRECT AIR","HRCU-A-CB-O","MOB30-12HFN1-MV0W","Mini-Splits","CCA3U-12HRFN1-M(C)",10.6,12000,8700]
[8775835,null,"DIRECT AIR","HRCU-A-CB-O","MOB30-12HFN1-MV0W","Mini-Splits","CFAU-12HRFN1-M(C)",10.5,12000,9600]
[8952870,null,"DIRECT AIR","HRCU-A-CB-O","MOB30-12HFN1-MV0W","Mini-Splits","CS11M-12HRFN1-MU5W",12,12000,7800,"Yes"]
[8775827,null,"DIRECT AIR","HRCU-A-CB-O","MOB30-12HFN1-MV0W","Mini-Splits","CS11M-12HRFN1-MU5W",12,12000,7800]
[203269793,null,"DIRECT AIR","HRCU-A-CB","MOB30-12HFN1-MV0W","Mini-Splits","MTIU-12HWFN1-M",11,12000,8500]
[8989601,null,"DIRECT AIR","HRCU-A-CB-O","MOBA30-09HFN1-BT0W","Mini-Splits","MSAEB-09HRFN1-BT0W",10.5,9800,5800]
[8775842,null,"DIRECT AIR","HRCU-A-CB-O","MOBA30-09HFN1-MT0W","Mini-Splits","CCA3U-09HRFN1-M(C)",10.5,10000,5800,"Yes"]
[9680947,null,"DIRECT AIR","HRCU-A-CB-O","MOBA30-09HFN1-MT0W","Mini-Splits","CS11M-09HRFN1-MX0W(A)",10.8,9800,5800,"Yes"]
[8989603,null,"DIRECT AIR","HRCU-A-CB-O","MOBA30-09HFN1-MT0W","Mini-Splits","MSAEB-09HRFN1-MT0W",10,9800,6300,"Yes"]
[203269798,null,"DIRECT AIR","HRCU-A-CB","MOBA30-09HFN1-MT0W","Mini-Splits","MTIU-09HWFN1-M",11.5,10000,6800]
[8775836,null,"DIRECT AIR","HRCU-A-CB-O","MOCA30-18HFN1-MT0W","Mini-Splits","CCA3U-18HRFN1-M(C)",10.5,18000,12000]
[8775828,null,"DIRECT AIR","HRCU-A-CB-O","MOCA30-18HFN1-MT0W","Mini-Splits","CS11M-18HRFN1-MT0W",10.3,18000,10800]
[203269794,null,"DIRECT AIR","HRCU-A-CB","MOCA30-18HFN1-MT0W","Mini-Splits","MTIU-18HWFN1-M",11,19000,13400]
[8775838,null,"DIRECT AIR","HRCU-A-CB-O","MOCA30-18HFN1-MT0W","Mini-Splits","MUEU-18HRFN1-M(C)",10.6,18000,13400]
[8775849,null,"DIRECT AIR","HRCU-A-CB-O","MOCA31-18HFN1-MT0W","Mini-Splits","CCA3U-18HRFN1-M(C)",10.3,18000,12000,"Yes"]
[9680949,null,"DIRECT AIR","HRCU-A-CB-O","MOCA31-18HFN1-MT0W","Mini-Splits","CS11M-18HRFN1-MT0W",10.4,18000,11400,"Yes"]
[9104551,null,"DIRECT AIR","HRCU-A-CB-O","MOCA31-18HFN1-MT0W","Mini-Splits","MSAED-18HRFN1-MT0W",10,18000,11100,"Yes"]
[203269800,null,"DIRECT AIR","HRCU-A-CB","MOCA31-18HFN1-MT0W","Mini-Splits","MTIU-18HWFN1-M",10.5,18000,12000]
[8775850,null,"DIRECT AIR","HRCU-A-CB-O","MOCA31-18HFN1-MT0W","Mini-Splits","MUEU-18HRFN1-M(C)",10.5,18000,12000,"Yes"]
[8775829,null,"DIRECT AIR","HRCU-A-CB-O","MOD30-24HFN1-MT0W","Mini-Splits","CS11M-23HRFN1-MT0W",11.5,24000,15400,"Yes"]
[8775839,null,"DIRECT AIR","HRCU-A-CB-O","MOD30-24HFN1-MT0W","Mini-Splits","MCDU-24HRFN1-M(C)",11.5,24000,16200]
[203269795,null,"DIRECT AIR","HRCU-A-CB","MOD30-24HFN1-MT0W","Mini-Splits","MTIU-24HWFN1-M",12.5,24000,17200]
[203269801,null,"DIRECT AIR","HRCU-A-CB","MOD30-24HFN1-MT0W","Mini-Splits","MTIU-24HWFN1-M",12.5,24000,17200]
[8775841,null,"DIRECT AIR","HRCU-A-CB-O","MOD30-24HFN1-MT0W","Mini-Splits","MUEU-24HRFN1-M(C)",11.5,24000,17200]
[10207475,null,"DIRECT AIR","HRCU-A-CB-O","MOD30-30HFN1-MR0W","Mini-Splits","MS11M-30HRFN1-MR0W",9.4,30000,18500]
[8775855,null,"DIRECT AIR","HRCU-A-CB-O","MOD30U-36HFN1-M","Mini-Splits","MCD-36HRFN1-M(C)",10.5,38000,25200]
[203269802,null,"DIRECT AIR","HRCU-A-CB","MOD30U-36HFN1-M","Mini-Splits","MTI-36HWFN1-M",11.5,40000,27600]
[8775856,null,"DIRECT AIR","HRCU-A-CB-O","MOD30U-36HFN1-M","Mini-Splits","MUE-36HRFN1-M(C)",10,38000,25400]
[9680950,null,"DIRECT AIR","HRCU-A-CB-O","MOD31-24HFN1-MT0W","Mini-Splits","CS11M-23HRFN1-MT0W",11.5,25000,15300,"Yes"]
[8775852,null,"DIRECT AIR","HRCU-A-CB-O","MOD31-24HFN1-MT0W","Mini-Splits","MCDU-24HRFN1-M(C)",10.5,24400,15800,"Yes"]
[9104550,null,"DIRECT AIR","HRCU-A-CB-O","MOD31-24HFN1-MT0W","Mini-Splits","MSAED-23HRFN1-MT0W",10,25000,16000,"Yes"]
[203360780,null,"DIRECT AIR","HRCU-A-CB","MOD31-24HFN1-MT0W","Mini-Splits","MTIU-24HWFN1-M",11,24400,16000]
[8775853,null,"DIRECT AIR","HRCU-A-CB-O","MOD31-24HFN1-MT0W","Mini-Splits","MUEU-24HRFN1-M(C)",11,24000,15000,"Yes"]
[8819865,null,"DIRECT AIR","HRCU-A-CB-O","MOE30U-48HFN1-M","Mini-Splits","MCD-48HRFN1-M(D)",11,50000,35000]
[203269796,null,"DIRECT AIR","HRCU-A-CB","MOE30U-48HFN1-M","Mini-Splits","MTI-48HWFN1-M",10.3,49500,33400]
[8819867,null,"DIRECT AIR","HRCU-A-CB-O","MOE30U-48HFN1-M","Mini-Splits","MUE-48HRFN1-M(C)",11,50000,35000]
[203269797,null,"DIRECT AIR","HRCU-A-CB","MOE30U-60HFN1-M","Mini-Splits","MHG-60HWFN1-MW",9,60000,37600]
[200059182,10264954,"DUCANE","HRCU-A-CB-O","4DHP1S09S-1L","Mini-Splits","DWM109S4-1L",11.2,11000,6500]
[200059190,10264958,"DUCANE","HRCU-A-CB-O","4DHP1S09S-1P","Mini-Splits","D22C109S4-1P",10.5,10000,5800]
[202110461,null,"DUCANE","HRCU-A-CB","4DHP1S09S-1P","Mini-Splits","DMD209S4-1P",11.5,10000,6800]
[200059186,10264956,"DUCANE","HRCU-A-CB-O","4DHP1S09S-1P","Mini-Splits","DWM109S4-1P",10.8,9800,5800]
[203376776,null,"DUCANE","HRCU-A-CB-O","4DHP1S09S-1P","Mini-Splits","DWM109S4-2P",10.8,9800,5800]
[200059184,10264955,"DUCANE","HRCU-A-CB-O","4DHP1S12S-1L","Mini-Splits","DWM112S4-1L",10.199999999999999,12000,7600]
[203376775,null,"DUCANE","HRCU-A-CB-O","4DHP1S12S-1L","Mini-Splits","DWM112S4-2L",10.199999999999999,12000,7600]
[200059196,10264961,"DUCANE","HRCU-A-CB-O","4DHP1S12S-1P","Mini-Splits","D22C112S4-1P",10.5,12000,7500]
[202110463,null,"DUCANE","HRCU-A-CB","4DHP1S12S-1P","Mini-Splits","DMD212S4-1P",11.5,12000,7200]
[200059192,10264959,"DUCANE","HRCU-A-CB-O","4DHP1S12S-1P","Mini-Splits","DWM112S4-1P",11,12000,7700]
[203376777,null,"DUCANE","HRCU-A-CB-O","4DHP1S12S-1P","Mini-Splits","DWM112S4-2P",11,12000,7700]
[202110473,null,"DUCANE","HMSV-A-CB","4DHP1S18M-1P","Ducted Indoor Units","Multiple combinations, check manufacturer compatibility",10,18500,11500]
[204462373,null,"DUCANE","HMSV-A-CB","4DHP1S18M-1P","Mixed Ducted and Non-Ducted Indoor Units","Multiple combinations, check manufacturer compatibility",9.9,18600,11600]
[200059220,10264973,"DUCANE","HMSV-A-CB","4DHP1S18M-1P","Non-Ducted Indoor Units","Multiple combinations, check manufacturer compatibility",10.3,19000,12000]
[204462378,null,"DUCANE","HMSV-A-CB","4DHP1S18M-2P","Mixed Ducted and Non-Ducted Indoor Units","Multiple combinations, check manufacturer compatibility",9.9,18600,11600]
[203376778,null,"DUCANE","HMSV-A-CB","4DHP1S18M-2P","Non-Ducted Indoor Units","Multiple combinations, check manufacturer compatibility",10.3,19000,12000]
[204462416,null,"DUCANE","HMSV-A-CB","4DHP1S18M-2P","Ducted Indoor Units","Multiple combinations, check manufacturer compatibility",10,18500,11500]
[200059202,10264964,"DUCANE","HRCU-A-CB-O","4DHP1S18S-1P","Mini-Splits","D22C118S4-1P",10.3,18000,12000]
[202110465,null,"DUCANE","HRCU-A-CB","4DHP1S18S-1P","Mini-Splits","DMD218S4-1P",10.5,18000,12000]
[200059198,10264962,"DUCANE","HRCU-A-CB-O","4DHP1S18S-1P","Mini-Splits","DWM118S4-1P",10.4,18000,11400]
[200059208,10264967,"DUCANE","HRCU-A-CB-O","4DHP1S24S-1P","Mini-Splits","D33C124S4-1P",10.5,24400,15800]
[202110467,null,"DUCANE","HRCU-A-CB","4DHP1S24S-1P","Mini-Splits","DMD224S4-1P",11,24400,16000]
[200059204,10264965,"DUCANE","HRCU-A-CB-O","4DHP1S24S-1P","Mini-Splits","DWM124S4-1P",11.5,25000,15300]
[202110475,null,"DUCANE","HMSV-A-CB","4DHP1S30M-1P","Ducted Indoor Units","Multiple combinations, check manufacturer compatibility",10,28000,17600]
[204462383,null,"DUCANE","HMSV-A-CB","4DHP1S30M-1P","Mixed Ducted and Non-Ducted Indoor Units","Multiple combinations, check manufacturer compatibility",9.77,27600,17000]
[200059224,10264975,"DUCANE","HMSV-A-CB","4DHP1S30M-1P","Non-Ducted Indoor Units","Multiple combinations, check manufacturer compatibility",10.3,28000,17200]
[203376824,null,"DUCANE","HMSV-A-CB","4DHP1S30M-2P","Ducted Indoor Units","Multiple combinations, check manufacturer compatibility",10,28000,17600]
[203376779,null,"DUCANE","HMSV-A-CB","4DHP1S30M-2P","Non-Ducted Indoor Units","Multiple combinations, check manufacturer compatibility",10.3,28000,17200]
[204462388,null,"DUCANE","HMSV-A-CB","4DHP1S30M-2P","Mixed Ducted and Non-Ducted Indoor Units","Multiple combinations, check manufacturer compatibility",9.77,27600,17000]
[200059210,10264968,"DUCANE","HRCU-A-CB-O","4DHP1S30S-1P","Mini-Splits","DWM130S4-1P",9.4,30000,18500]
[202110477,null,"DUCANE","HMSV-A-CB","4DHP1S36M-1P","Ducted Indoor Units","Multiple combinations, check manufacturer compatibility",10,37000,23000]
[204462393,null,"DUCANE","HMSV-A-CB","4DHP1S36M-1P","Mixed Ducted and Non-Ducted Indoor Units","Multiple combinations, check manufacturer compatibility",9.9700000000000006,36200,23400]
[204462404,null,"DUCANE","HMSV-A-CB","4DHP1S36M-1P","Non-Ducted Indoor Units","Multiple combinations, check manufacturer compatibility",10.199999999999999,36000,24600]
[200059228,10264977,"DUCANE","HMSV-A-CB","4DHP1S36M-1P","Non-Ducted Indoor Units","Multiple combinations, check manufacturer compatibility",10.199999999999999,36000,24600]
[200059212,10264969,"DUCANE","HRCU-A-CB-O","4DHP1S36S-1P","Mini-Splits","D33C136S4-1P",10.5,38000,25200]
[202110469,null,"DUCANE","HRCU-A-CB","4DHP1S36S-1P","Mini-Splits","DMD236S4-1P",11.5,40000,27600]
[202110479,null,"DUCANE","HMSV-A-CB","4DHP1S48M-1P","Ducted Indoor Units","Multiple combinations, check manufacturer compatibility",11.5,50000,34000]
[204462398,null,"DUCANE","HMSV-A-CB","4DHP1S48M-1P","Mixed Ducted and Non-Ducted Indoor Units","Multiple combinations, check manufacturer compatibility",10.6,49000,32200]
[200059232,10264979,"DUCANE","HMSV-A-CB","4DHP1S48M-1P","Non-Ducted Indoor Units","Multiple combinations, check manufacturer compatibility",10.199999999999999,48000,29600]
[200059216,10264971,"DUCANE","HRCU-A-CB-O","4DHP1S48S-1P","Mini-Splits","D33C148S4-1P",11,50000,35000]
[202110471,null,"DUCANE","HRCU-A-CB","4DHP1S48S-1P","Mini-Splits","DMD248S4-1P",10.3,49500,33400]
[203376817,null,"DUCANE","HRCU-A-CB-O","4DHV1S09S-1L","Mini-Splits","DWH109S4-1L",10,10000,6000]
[203376819,null,"DUCANE","HRCU-A-CB-O","4DHV1S09S-1P","Mini-Splits","DWH109S4-1P",9.5,9000,6000]
[203376818,null,"DUCANE","HRCU-A-CB-O","4DHV1S12S-1L","Mini-Splits","DWH112S4-1L",9.5,12000,7500]
[203376820,null,"DUCANE","HRCU-A-CB-O","4DHV1S12S-1P","Mini-Splits","DWH112S4-1P",9.5,12000,6800]
[203376821,null,"DUCANE","HRCU-A-CB-O","4DHV1S18S-1P","Mini-Splits","DWH118S4-1P",10,18000,11000]
[203376822,null,"DUCANE","HRCU-A-CB-O","4DHV1S24S-1P","Mini-Splits","DWH124S4-1P",9.5,24000,14400]
[9150138,null,"DUCTLESSAIRE","HRCU-A-CB-O","DA1221-H2-O","Mini-Splits","DA1221-H2-I",9.8000000000000007,12000,7200]
[9150139,null,"DUCTLESSAIRE","HRCU-A-CB-O","DA1821-H2-O","Mini-Splits","DA1821-H2-I",10,18000,10400,"Yes"]
[9150140,null,"DUCTLESSAIRE","HRCU-A-CB-O","DA2421-H2-O","Mini-Splits","DA2421-H2-I",10,25000,15300]
[201763893,null,"ECO AIR","HMSV-A-CB","M2OF-18HFN1-M","Non-Ducted Indoor Units","Multiple combinations, check manufacturer compatibility",10,18000,11800]
[201810368,null,"ECO AIR","HMSV-A-CB","M2OF-18HFN1-M","Ducted Indoor Units","Multiple combinations, check manufacturer compatibility",10,18500,11500]
[201763894,null,"ECO AIR","HMSV-A-CB","M3OF-27HFN1-M","Non-Ducted Indoor Units","Multiple combinations, check manufacturer compatibility",9.8000000000000007,28000,16800]
[201810369,null,"ECO AIR","HMSV-A-CB","M3OF-27HFN1-M","Ducted Indoor Units","Multiple combinations, check manufacturer compatibility",10,28000,17600]
[201763895,null,"ECO AIR","HMSV-A-CB","M4OF-36HFN1-M","Non-Ducted Indoor Units","Multiple combinations, check manufacturer compatibility",10.3,36000,25400]
[201810370,null,"ECO AIR","HMSV-A-CB","M4OF-36HFN1-M","Ducted Indoor Units","Multiple combinations, check manufacturer compatibility",10,37000,23000]
[201763896,null,"ECO AIR","HMSV-A-CB","M5OF-48HFN1-M","Non-Ducted Indoor Units","Multiple combinations, check manufacturer compatibility",10.4,48000,30800]
[201810371,null,"ECO AIR","HMSV-A-CB","M5OF-48HFN1-M","Ducted Indoor Units","Multiple combinations, check manufacturer compatibility",11.5,50000,34000]
[203401069,null,"ECO AIR","HRCU-A-CB-O","MOB30-12HFN1-BS0W","Mini-Splits","MSABB-12HRFN1-BS0W",9.5,12000,7500]
[203401070,null,"ECO AIR","HRCU-A-CB-O","MOB30-12HFN1-MS0W","Mini-Splits","MSABB-12HRFN1-MS0W",9.5,12000,6800]
[201763886,null,"ECO AIR","HRCU-A-CB-O","MOB30-12HFN1-MT0W","Mini-Splits","MSABB-12HRFN1-MT0W",9.8000000000000007,12000,7200]
[203401057,null,"ECO AIR","HRCU-A-CB-O","MOB30-12HFN1-MT0W","Mini-Splits","MSABB-12HRFN1-MT0W",9.8000000000000007,12000,7200]
[201763890,null,"ECO AIR","HRCU-A-CB-O","MOB30-18HDN1-MQ0W","Mini-Splits","MSAFC-17HRDN1-MN10W",9.8000000000000007,18000,12200]
[203401065,null,"ECO AIR","HRCU-A-CB-O","MOB30-18HFN1-MP0W","Mini-Splits","MSAEC-18HRDN1-MP0W",10.6,18000,11400]
[203401071,null,"ECO AIR","HRCU-A-CB-O","MOB30-18HFN1-MS0W","Mini-Splits","MSABD-18HRFN1-MS0W",10,18000,11000]
[201763887,null,"ECO AIR","HRCU-A-CB-O","MOBA30-09HDN1-BQ0W","Mini-Splits","MSAFA-09HRDN1-BN10W",9,9800,5800]
[203401067,null,"ECO AIR","HRCU-A-CB-O","MOBA30-09HFN1-BS0W","Mini-Splits","MSABA-09HRFN1-BS0W",10,10000,6000]
[203401063,null,"ECO AIR","HRCU-A-CB-O","MOBA30-09HFN1-MP0W","Mini-Splits","MSAEA-09HRDN1-MQ0W",10,9800,5800]
[203401068,null,"ECO AIR","HRCU-A-CB-O","MOBA30-09HFN1-MS0W","Mini-Splits","MSABA-09HRFN1-MS0W",9.5,9000,6000]
[203401058,null,"ECO AIR","HRCU-A-CB-O","MOBA30-09HFN1-MT0W","Mini-Splits","MSABB-09HRFN1-MT0W",10.5,9800,6400]
[201808642,null,"ECO AIR","HRCU-A-CB-O","MOBA30-12HDN1-BQ0W","Mini-Splits","MSAFB-12HRDN1-BN10W",9,12000,7500]
[201830203,null,"ECO AIR","HRCU-A-CB-O","MOBA30-12HDN1-BQ0W*","Mini-Splits","MSAFB-12HRDN1-BN10W",9,12000,7500]
[201830206,null,"ECO AIR","HRCU-A-CB-O","MOBA30-12HDN1-BQ0W*","Mini-Splits","MSAFB-12HRDN1-BN10W",9,12000,7500]
[201830207,null,"ECO AIR","HRCU-A-CB-O","MOBA30-12HDN1-BQ0W*","Mini-Splits","MSAFB-12HRDN1-BN10W",9,12000,7500]
[203401062,null,"ECO AIR","HRCU-A-CB-O","MOBA30-12HFN1-BP0W","Mini-Splits","MSAEB-12HRFN1-BQ0W",10.6,12000,7200]
[203401064,null,"ECO AIR","HRCU-A-CB-O","MOBA30-12HFN1-MP0W","Mini-Splits","MSAEB-12HRFN1-MQ0W",9.6,12000,7300]
[203401066,null,"ECO AIR","HRCU-A-CB-O","MOCA30-24HFN1-MP0W","Mini-Splits","MSAED-23HRFN1-MQ0W",9.6,24800,15300]
[203401072,null,"ECO AIR","HRCU-A-CB-O","MOCA30-24HFN1-MQ0W","Mini-Splits","MSABE-24HRFN1-MQ0W",9.5,24000,14400]
[203401059,null,"ECO AIR","HRCU-A-CB-O","MOCA31-18HFN1-MT0W","Mini-Splits","MSABE-18HRFN1-MT0W",10,18000,10400]
[202534926,null,"ECO AIR","HRCU-A-CB-O","MOCA31-18HFN1-MT0W","Mini-Splits","MSABE-18HRFN1-MT0W",10,18000,10400]
[201763892,null,"ECO AIR","HRCU-A-CB-O","MOD30-24HFN1-MT0W","Mini-Splits","MSABE-24HRFN1-MT0W",10,25000,15300]
[201763889,null,"ECO AIR","HRCU-A-CB-O","MOD30-30HFN1-MR0W","Mini-Splits","MSABF-30HRFN1-MR0W",9.6,30000,19000]
[201763888,null,"ECO AIR","HRCU-A-CB-O","MOD30-36HFN1-MP0W","Mini-Splits","MSABF-36HRFN1-MP0W",10,36000,21400]
[201763891,null,"ECO AIR","HRCU-A-CB","MOD30U-36HFN1-M","Mini-Splits","MTI-36HWFN1-M",11.5,40000,27600]
[203401073,null,"ECO AIR","HRCU-A-CB","MOD30U-36HFN1-M","Mini-Splits","MTI-36HWFN1-M",11.5,40000,27600]
[205357061,null,"ECO AIR","HRCU-A-CB","MOD30U-36HFN1-MP0","Mini-Splits","MVB-36HWFN1-M",10.4,39000,25000]
[203401060,null,"ECO AIR","HRCU-A-CB-O","MOD31-24HFN1-MT0W","Mini-Splits","MSABE-24HRFN1-MT0W",10,25000,15300]
[205357060,null,"ECO AIR","HRCU-A-CB","MOD31-24HFN1-MT0W","Mini-Splits","MVB-24HWFN1-M",10.4,26000,17000]
[203401061,null,"ECO AIR","HRCU-A-CB","MOE30U-48HFN1-M","Mini-Splits","MTI-48HWFN1-M",10.3,49500,33400]
[205357062,null,"ECO AIR","HRCU-A-CB","MOE30U-48HFN1-MP0","Mini-Splits","MVB-48HWFN1-M",9.5,55000,36000]
[201760722,null,"ECO-AIR","HRCU-A-CB-O","MOBA30-12HDN1-BQ0W","Mini-Splits","MSAFB-12HRDN1-BN10W",9,12000,7500]
[9038979,null,"ECOX","HRCU-A-CB-O","EDEM009H18A","Mini-Splits","EDEM009H18A",9,9500,5800]
[9038982,null,"ECOX","HRCU-A-CB-O","EDEM009H18B","Mini-Splits","EDEM009H18B",9,9800,5700]
[9038988,null,"ECOX","HRCU-A-CB-O","EDEM009H22A","Mini-Splits","EDEM009H22A",10.5,9800,5900]
[9038994,null,"ECOX","HRCU-A-CB-O","EDEM009H22B","Mini-Splits","EDEM009H22B",10.5,9800,6400]
[9038980,null,"ECOX","HRCU-A-CB-O","EDEM012H18A","Mini-Splits","EDEM012H18A",9,12000,7500]
[9038983,null,"ECOX","HRCU-A-CB-O","EDEM012H18B","Mini-Splits","EDEM012H18B",9,11800,6800]
[9038989,null,"ECOX","HRCU-A-CB-O","EDEM012H22A","Mini-Splits","EDEM012H22A",11.2,12000,7100]
[9038995,null,"ECOX","HRCU-A-CB-O","EDEM012H22B","Mini-Splits","EDEM012H22B",9.8000000000000007,12000,7200]
[9038984,null,"ECOX","HRCU-A-CB-O","EDEM018H18B","Mini-Splits","EDEM018H18B",9.8000000000000007,18000,12200]
[9038996,null,"ECOX","HRCU-A-CB-O","EDEM018H22B","Mini-Splits","EDEM018H22B",10,18000,10400]
[9038985,null,"ECOX","HRCU-A-CB-O","EDEM024H18B","Mini-Splits","EDEM024H18B",9,25000,14800]
[9038997,null,"ECOX","HRCU-A-CB-O","EDEM024H22B","Mini-Splits","EDEM024H22B",10,25000,15300]
[9038616,null,"ECOX","HRCU-A-CB-O","EDEM030H18B","Mini-Splits","EDEM030H18B",9.6,30000,19000]
[9038617,null,"ECOX","HRCU-A-CB-O","EDEM036H18B","Mini-Splits","EDEM036H18B",10,36000,21400]
[202897326,null,"ECOX","HRCU-A-CB-O","EDHM009H19A","Mini-Splits","EDHM009H19A",10,10000,6000]
[202897327,null,"ECOX","HRCU-A-CB-O","EDHM009H19B","Mini-Splits","EDHM009H19B",9.5,9000,6000]
[202897328,null,"ECOX","HRCU-A-CB-O","EDHM012H19A","Mini-Splits","EDHM012H19A",9.5,12000,7500]
[202897329,null,"ECOX","HRCU-A-CB-O","EDHM012H19B","Mini-Splits","EDHM012H19B",9.5,12000,6800]
[202897330,null,"ECOX","HRCU-A-CB-O","EDHM018H19B","Mini-Splits","EDHM018H19B",10,18000,11000]
[202897331,null,"ECOX","HRCU-A-CB-O","EDHM024H19B","Mini-Splits","EDHM024H19B",9.5,24000,14400]
[10347177,null,"EDGESTAR","HRCU-A-CB-O","MSCON12000W","Mini-Splits","MSEVA12000W",10,13000,8000]
[204030291,null,"EDISSON","HRCU-A-CB-O","EV13C13A17(O)","Mini-Splits","EV13C13A17(I)",9,12500,7500]
[205334543,null,"ELEVATE","HRCU-A-CB-O","ELEHP12A-OD","Mini-Splits","ELEHP12A-ID",9.4,12000,6500]
[201808636,null,"ELIOS","HRCU-A-CB-O","D09HOS15115S","Mini-Splits","D09HIW15115S",9,9800,5800]
[201808637,null,"ELIOS","HRCU-A-CB-O","D12HOS16115S","Mini-Splits","D12HIW16115S",9,12000,7500]
[201808638,null,"ELIOS","HRCU-A-CB-O","D18HOS15230S","Mini-Splits","D18HIW15230S",9.8000000000000007,18000,12200]
[202635787,null,"ELIOS","HRCU-A-CB-O","DE09HOS19115S1","Mini-Splits","DE09HIW19115S1",10,10000,6000,"Yes"]
[203238498,null,"ELIOS","HRCU-A-CB-O","DE09HOS23230E2","Mini-Splits","DE09HICU230X5",10.5,10000,5800,"Yes"]
[203238492,null,"ELIOS","HRCU-A-CB","DE09HOS23230E2","Mini-Splits","DE09HIDU230X5",11.5,10000,6800,"Yes"]
[203238486,null,"ELIOS","HRCU-A-CB-O","DE09HOS23230E2","Mini-Splits","DE09HIW23230E3",10.8,9800,5800,"Yes"]
[205300177,null,"ELIOS","HRCU-A-CB-O","DE09HOS23230E2","Mini-Splits","DM09HICU230X5",10.5,10000,5800]
[205300166,null,"ELIOS","HRCU-A-CB","DE09HOS23230E2","Mini-Splits","DM09HIDU230X5",11.5,10000,6800]
[204005782,null,"ELIOS","HRCU-A-CB-O","DE09HOS25230E3","Mini-Splits","DE09HICU230X5",10.8,10000,6700]
[204005778,null,"ELIOS","HRCU-A-CB","DE09HOS25230E3","Mini-Splits","DE09HIDU230X5",12,10000,7200,"Yes"]
[204005774,null,"ELIOS","HRCU-A-CB-O","DE09HOS25230E3","Mini-Splits","DE09HIW23230E3",11.2,10900,6900,"Yes"]
[205300183,null,"ELIOS","HRCU-A-CB-O","DE09HOS25230E3","Mini-Splits","DM09HICU230X5",10.8,10000,6700]
[205300173,null,"ELIOS","HRCU-A-CB","DE09HOS25230E3","Mini-Splits","DM09HIDU230X5",12,10000,7200]
[202635789,null,"ELIOS","HRCU-A-CB-O","DE12HOS19115S1","Mini-Splits","DE12HIW19115S1",9.5,12000,7500]
[203238499,null,"ELIOS","HRCU-A-CB-O","DE12HOS23230E2","Mini-Splits","DE12HICU230X5",10.5,12000,7500,"Yes"]
[203238494,null,"ELIOS","HRCU-A-CB","DE12HOS23230E2","Mini-Splits","DE12HIDU230X5",11.5,12000,7200]
[203238487,null,"ELIOS","HRCU-A-CB-O","DE12HOS23230E2","Mini-Splits","DE12HIW23230E3",11,12000,7700,"Yes"]
[205300178,null,"ELIOS","HRCU-A-CB-O","DE12HOS23230E2","Mini-Splits","DM12HICU230X5",10.5,12000,7500]
[205300167,null,"ELIOS","HRCU-A-CB","DE12HOS23230E2","Mini-Splits","DM12HIDU230X5",11.5,12000,7200]
[204005783,null,"ELIOS","HRCU-A-CB-O","DE12HOS25230E3","Mini-Splits","DE12HICU230X5",10.6,12000,8700,"Yes"]
[204005779,null,"ELIOS","HRCU-A-CB","DE12HOS25230E3","Mini-Splits","DE12HIDU230X5",11,12000,8500,"Yes"]
[204005775,null,"ELIOS","HRCU-A-CB-O","DE12HOS25230E3","Mini-Splits","DE12HIW23230E3",12,12000,7800,"Yes"]
[205300184,null,"ELIOS","HRCU-A-CB-O","DE12HOS25230E3","Mini-Splits","DM12HICU230X5",10.6,12000,8700]
[205300174,null,"ELIOS","HRCU-A-CB","DE12HOS25230E3","Mini-Splits","DM12HIDU230X5",11,12000,8500]
[202635795,null,"ELIOS","HMSV-A-CB","DE18HOM23230X2","Ducted Indoor Units","Multiple combinations, check manufacturer compatibility",10,18500,11500]
[203238504,null,"ELIOS","HMSV-A-CB","DE18HOM23230X2","Non-Ducted Indoor Units","Multiple combinations, check manufacturer compatibility",10.3,19000,12000,"Yes"]
[204005785,null,"ELIOS","HMSV-A-CB","DE18HOM25230X3","Non-Ducted Indoor Units","Multiple combinations, check manufacturer compatibility",9.8000000000000007,20000,12600]
[204005789,null,"ELIOS","HMSV-A-CB","DE18HOM25230X3","Ducted Indoor Units","Multiple combinations, check manufacturer compatibility",9.8000000000000007,19000,12600]
[204005792,null,"ELIOS","HMSV-A-CB","DE18HOM25230X3","Mixed Ducted and Non-Ducted Indoor Units","Multiple combinations, check manufacturer compatibility",9.4,19000,12300]
[202635790,null,"ELIOS","HRCU-A-CB-O","DE18HOS19230S1","Mini-Splits","DE18HIW19230S1",10,18000,11000,"Yes"]
[203238501,null,"ELIOS","HRCU-A-CB-O","DE18HOS23230E2","Mini-Splits","DE18HICU230X5",10.3,18000,12000,"Yes"]
[203238495,null,"ELIOS","HRCU-A-CB","DE18HOS23230E2","Mini-Splits","DE18HIDU230X5",10.5,18000,12000,"Yes"]
[203238488,null,"ELIOS","HRCU-A-CB-O","DE18HOS23230E2","Mini-Splits","DE18HIW23230E3",10.4,18000,11400,"Yes"]
[205300179,null,"ELIOS","HRCU-A-CB-O","DE18HOS23230E2","Mini-Splits","DM18HICU230X5",10.3,18000,12000]
[205300168,null,"ELIOS","HRCU-A-CB","DE18HOS23230E2","Mini-Splits","DM18HIDU230X5",10.5,18000,12000]
[204005784,null,"ELIOS","HRCU-A-CB-O","DE18HOS25230E3","Mini-Splits","DE18HICU230X5",10.5,18000,12000]
[204005780,null,"ELIOS","HRCU-A-CB","DE18HOS25230E3","Mini-Splits","DE18HIDU230X5",11,19000,13400]
[204005776,null,"ELIOS","HRCU-A-CB-O","DE18HOS25230E3","Mini-Splits","DE18HIW23230E3",10.3,18000,10800]
[205300185,null,"ELIOS","HRCU-A-CB-O","DE18HOS25230E3","Mini-Splits","DM18HICU230X5",10.5,18000,12000]
[205300175,null,"ELIOS","HRCU-A-CB","DE18HOS25230E3","Mini-Splits","DM18HIDU230X5",11,19000,13400]
[202635788,null,"ELIOS","HRCU-A-CB-O","DE24HOS19230S1","Mini-Splits","DE24HIW19230S1",9.5,24000,14400]
[203238503,null,"ELIOS","HRCU-A-CB-O","DE24HOS23230E2","Mini-Splits","DE24HICU230X5",10.5,24400,15800,"Yes"]
[203238496,null,"ELIOS","HRCU-A-CB","DE24HOS23230E2","Mini-Splits","DE24HIDU230X5",11,24400,16000,"Yes"]
[203238490,null,"ELIOS","HRCU-A-CB-O","DE24HOS23230E2","Mini-Splits","DE24HIW23230E3",11.5,25000,15300,"Yes"]
[205300180,null,"ELIOS","HRCU-A-CB-O","DE24HOS23230E2","Mini-Splits","DM24HICU230X5",10.5,24400,15800]
[205300169,null,"ELIOS","HRCU-A-CB","DE24HOS23230E2","Mini-Splits","DM24HIDU230X5",11,24400,16000]
[204005787,null,"ELIOS","HRCU-A-CB-O","DE24HOS25230E3","Mini-Splits","DE24HICU230X5",11.5,24000,16200]
[204005781,null,"ELIOS","HRCU-A-CB","DE24HOS25230E3","Mini-Splits","DE24HIDU230X5",12.5,24000,17200,"Yes"]
[204005777,null,"ELIOS","HRCU-A-CB-O","DE24HOS25230E3","Mini-Splits","DE24HIW23230E3",11.5,24000,15400]
[205300186,null,"ELIOS","HRCU-A-CB-O","DE24HOS25230E3","Mini-Splits","DM24HICU230X5",11.5,24000,16200]
[205300176,null,"ELIOS","HRCU-A-CB","DE24HOS25230E3","Mini-Splits","DM24HIDU230X5",12.5,24000,17200]
[202635796,null,"ELIOS","HMSV-A-CB","DE27HOM23230X2","Ducted Indoor Units","Multiple combinations, check manufacturer compatibility",10,28000,17600]
[203238506,null,"ELIOS","HMSV-A-CB","DE27HOM23230X2","Non-Ducted Indoor Units","Multiple combinations, check manufacturer compatibility",10.3,28000,17200,"Yes"]
[204005788,null,"ELIOS","HMSV-A-CB","DE27HOM25230X3","Non-Ducted Indoor Units","Multiple combinations, check manufacturer compatibility",10.4,31400,18000,"Yes"]
[204005790,null,"ELIOS","HMSV-A-CB","DE27HOM25230X3","Ducted Indoor Units","Multiple combinations, check manufacturer compatibility",10,28400,16600]
[204005793,null,"ELIOS","HMSV-A-CB","DE27HOM25230X3","Mixed Ducted and Non-Ducted Indoor Units","Multiple combinations, check manufacturer compatibility",9.98,28600,17300]
[202635807,null,"ELIOS","HRCU-A-CB-O","DE30HOS19230S1","Mini-Splits","DE30HIW19230S1",9.6,30000,19000]
[202635797,null,"ELIOS","HMSV-A-CB","DE36HOM23230X2","Ducted Indoor Units","Multiple combinations, check manufacturer compatibility",10,37000,23000]
[203238787,null,"ELIOS","HMSV-A-CB","DE36HOM23230X2","Non-Ducted Indoor Units","Multiple combinations, check manufacturer compatibility",10.199999999999999,36000,24600,"Yes"]
[204005786,null,"ELIOS","HMSV-A-CB","DE36HOM25230X3","Non-Ducted Indoor Units","Multiple combinations, check manufacturer compatibility",10.5,36000,23200,"Yes"]
[204005791,null,"ELIOS","HMSV-A-CB","DE36HOM25230X3","Ducted Indoor Units","Multiple combinations, check manufacturer compatibility",11,37000,24600,"Yes"]
[204005794,null,"ELIOS","HMSV-A-CB","DE36HOM25230X3","Mixed Ducted and Non-Ducted Indoor Units","Multiple combinations, check manufacturer compatibility",10.23,36200,24000]
[202635793,null,"ELIOS","HRCU-A-CB-O","DE36HOS18230E5","Mini-Splits","DE36HICU230X5",10.5,38000,25200,"Yes"]
[202635809,null,"ELIOS","HRCU-A-CB","DE36HOS18230E5","Mini-Splits","DE36HIDU230X5",11.5,40000,27600,"Yes"]
[205300181,null,"ELIOS","HRCU-A-CB-O","DE36HOS18230E5","Mini-Splits","DM36HICU230X5",10.5,38000,25200]
[205300170,null,"ELIOS","HRCU-A-CB","DE36HOS18230E5","Mini-Splits","DM36HIDU230X5",11.5,40000,27600]
[202635808,null,"ELIOS","HRCU-A-CB-O","DE36HOS19230S1","Mini-Splits","DE36HIW19230S1",10,36000,21400]
[202635798,null,"ELIOS","HMSV-A-CB","DE48HOM23230X2","Ducted Indoor Units","Multiple combinations, check manufacturer compatibility",11.5,50000,34000]
[203238508,null,"ELIOS","HMSV-A-CB","DE48HOM23230X2","Non-Ducted Indoor Units","Multiple combinations, check manufacturer compatibility",10.199999999999999,48000,29600,"Yes"]
[202635794,null,"ELIOS","HRCU-A-CB-O","DE48HOS18230E5","Mini-Splits","DE48HICU230X5",11,50000,35000,"Yes"]
[202635791,null,"ELIOS","HRCU-A-CB","DE48HOS18230E5","Mini-Splits","DE48HIDU230X5",10.3,49500,33400,"Yes"]
[205300182,null,"ELIOS","HRCU-A-CB-O","DE48HOS18230E5","Mini-Splits","DM48HICU230X5",11,50000,35000]
[205300171,null,"ELIOS","HRCU-A-CB","DE48HOS18230E5","Mini-Splits","DM48HIDU230X5",10.3,49500,33400]
[202635792,null,"ELIOS","HRCU-A-CB","DE60HOS18230E5","Mini-Splits","DE60HIDU230X5",9,60000,37600,"Yes"]
[205300172,null,"ELIOS","HRCU-A-CB","DE60HOS18230E5","Mini-Splits","DM60HIDU230X5",9,60000,37600]
[10347178,null,"EMERSON QUIET KOOL","HRCU-A-CB-O","17S-EACH12R1C","Mini-Splits","17S-EACH12R1W",9.35,13200,7200]
[10347179,null,"EMERSON QUIET KOOL","HRCU-A-CB-O","17S-EACH12R2C","Mini-Splits","17S-EACH12R2W",9,13000,7500]
[10347180,null,"EMERSON QUIET KOOL","HRCU-A-CB-O","17S-EACH18R2C","Mini-Splits","17S-EACH18R2W",10.1,20000,11600]
[10347181,null,"EMERSON QUIET KOOL","HRCU-A-CB-O","17S-EACH24R2C","Mini-Splits","17S-EACH24R2W",9.8000000000000007,24400,13000]
[10298958,null,"EMERSON QUIET KOOL","HRCU-A-CB-O","HP-20EACH18R2O","Mini-Splits","HP-20EACH18R2I",10.3,18000,10800]
[10298959,null,"EMERSON QUIET KOOL","HRCU-A-CB-O","HP-20EACH24R2O","Mini-Splits","HP-20EACH24R2I",11.5,24000,15400,"Yes"]
[10298957,null,"EMERSON QUIET KOOL","HRCU-A-CB-O","HP-22EACH12R2O","Mini-Splits","HP-22EACH12R2I",12,12000,7800,"Yes"]
[10298956,null,"EMERSON QUIET KOOL","HRCU-A-CB-O","HP-25EACH09R2O","Mini-Splits","HP-25EACH09R2I",11.2,10900,6900,"Yes"]
[203514061,null,"EMI","HMSV-A-CB","DHMZ218DA","Non-Ducted Indoor Units","Multiple combinations, check manufacturer compatibility",9.8000000000000007,20000,12600]
[203514062,null,"EMI","HMSV-A-CB","DHMZ327DA","Non-Ducted Indoor Units","Multiple combinations, check manufacturer compatibility",10.4,31400,18000,"Yes"]
[203514060,null,"EMI","HMSV-A-CB","DHMZ436DA","Non-Ducted Indoor Units","Multiple combinations, check manufacturer compatibility",10.5,36000,23200,"Yes"]
[203514056,null,"EMI","HRCU-A-CB-O","DHSZ109DA","Mini-Splits","DHWAL09DA",11.2,10900,6900,"Yes"]
[203514057,null,"EMI","HRCU-A-CB-O","DHSZ112DA","Mini-Splits","DHWAL12DA",12,12000,7800,"Yes"]
[203514058,null,"EMI","HRCU-A-CB-O","DHSZ118DA","Mini-Splits","DHWAL18DA",10.3,18000,10800]
[203514059,null,"EMI","HRCU-A-CB-O","DHSZ124DA","Mini-Splits","DHWAL24DA",11.5,24000,15400]
[8993377,null,"EMI","HMSV-A-CB","MZ2H18DAA","Non-Ducted Indoor Units","Multiple combinations, check manufacturer compatibility",10,18000,11800]
[204853571,null,"EMI","HMSV-A-CB","MZ2H18DAA","Non-Ducted Indoor Units","Multiple combinations, check manufacturer compatibility",10.3,19000,12000,"Yes"]
[8993378,null,"EMI","HMSV-A-CB","MZ3H27DAA","Non-Ducted Indoor Units","Multiple combinations, check manufacturer compatibility",9.8000000000000007,28000,16800]
[204853572,null,"EMI","HMSV-A-CB","MZ3H27DAA","Non-Ducted Indoor Units","Multiple combinations, check manufacturer compatibility",10.3,28000,17200,"Yes"]
[205123803,null,"EMI","HMSV-A-CB","MZ4H36DAA","Non-Ducted Indoor Units","Multiple combinations, check manufacturer compatibility",10.199999999999999,36000,24600,"Yes"]
[8993379,null,"EMI","HMSV-A-CB","MZ4H36DAA","Non-Ducted Indoor Units","Multiple combinations, check manufacturer compatibility",10.3,36000,25400]
[204853573,null,"EMI","HMSV-A-CB","MZ4H36DAA","Non-Ducted Indoor Units","Multiple combinations, check manufacturer compatibility",10.199999999999999,36000,24600]
[8993380,null,"EMI","HMSV-A-CB","MZ5H45DAA","Non-Ducted Indoor Units","Multiple combinations, check manufacturer compatibility",10.4,48000,30800]
[204853574,null,"EMI","HMSV-A-CB","MZ5H45DAA","Non-Ducted Indoor Units","Multiple combinations, check manufacturer compatibility",10.199999999999999,48000,29600,"Yes"]
[8993361,null,"EMI","HRCU-A-CB-O","SZ1H09AAA","Mini-Splits","WALH09AAA",10.5,9800,5900]
[8993364,null,"EMI","HRCU-A-CB-O","SZ1H09DAA","Mini-Splits","CASH09DAA",10.5,10000,5800,"Yes"]
[8993381,null,"EMI","HRCU-A-CB-O","SZ1H09DAA","Mini-Splits","CASH09DAA-",10.5,10000,5800]
[8993363,null,"EMI","HRCU-A-CB-O","SZ1H09DAA","Mini-Splits","WALH09DAA",10.5,9800,6400,"Yes"]
[204745048,null,"EMI","HRCU-A-CB-O","SZ1H12AAA","Mini-Splits","WALH12AAA",11.2,12000,7100,"Yes"]
[8993366,null,"EMI","HRCU-A-CB-O","SZ1H12DAA","Mini-Splits","CASH12DAA",9.8000000000000007,12000,7200]
[8993365,null,"EMI","HRCU-A-CB-O","SZ1H12DAA","Mini-Splits","WALH12DAA",9.8000000000000007,12000,7200]
[8993368,null,"EMI","HRCU-A-CB-O","SZ1H18DAA","Mini-Splits","CASH18DAA",10.3,18000,12000,"Yes"]
[8993367,null,"EMI","HRCU-A-CB-O","SZ1H18DAA","Mini-Splits","WALH18DAA",10,18000,10400,"Yes"]
[8993374,null,"EMI","HRCU-A-CB-O","SZ1H24DAA","Mini-Splits","CASH24DAA",10.5,24400,15800]
[8993369,null,"EMI","HRCU-A-CB-O","SZ1H24DAA","Mini-Splits","WALH24DAA",10,25000,15300,"Yes"]
[8993375,null,"EMI","HRCU-A-CB-O","SZ1H30DAA","Mini-Splits","WALH30DAA",9.6,30000,19000]
[8993376,null,"EMI","HRCU-A-CB-O","SZ1H36DAA","Mini-Splits","WALH36DAA",10,36000,21400]
[8993362,null,"EMI","HRCU-A-CB-O","SZIH12AAA","Mini-Splits","WALH12AAA",11.2,12000,7100,"Yes"]
[5557300,null,"EVCON BY JOHNSON CONTROLS","HRCU-A-CB-O","DHPM12CSM42Q1A","Mini-Splits","DHPM12NWM42Q1A",9.1999999999999993,13000,7600]
[5557306,null,"EVCON BY JOHNSON CONTROLS","HRCU-A-CB-O","DHPM18CSM42Q1A","Mini-Splits","DHPM18NWM42Q1A",10,19800,12700]
[5557312,null,"EVCON BY JOHNSON CONTROLS","HRCU-A-CB-O","DHPM24CSM42Q1A","Mini-Splits","DHPM24NWM42Q1A",10,23000,15000]
[203383855,null,"Everwell","HRCU-A-CB-O","DX09C416H-19","Mini-Splits","DX09E416H-19",10,10000,6000]
[203383856,null,"Everwell","HRCU-A-CB-O","DX09C426H-19","Mini-Splits","DX09E426H-19",9.5,9000,6000]
[203383857,null,"Everwell","HRCU-A-CB-O","DX12C416H-19","Mini-Splits","DX12E416H-19",9.5,12000,7500]
[203383858,null,"Everwell","HRCU-A-CB-O","DX12C426H-19","Mini-Splits","DX12E426H-19",9.5,12000,6800]
[203383859,null,"Everwell","HRCU-A-CB-O","DX18C426H-19","Mini-Splits","DX18E426H-19",10,18000,11000]
[203383860,null,"Everwell","HRCU-A-CB-O","DX24C426H-19","Mini-Splits","DX24E426H-19",9.5,24000,14400]
[203383862,null,"Everwell","HRCU-A-CB-O","DX36C426F","Mini-Splits","DX36E426F",10,36000,21400]
[203403476,null,"Everwell","HRCU-A-CB-O","MGC3623C","Mini-Splits","MGC3623E",10,36000,21400]
[205415921,null,"EVERWELL","HRCU-A-CB-O","MGTC0913C-20","Mini-Splits","MGTC0913E-20",10.5,9500,5900]
[205415919,null,"EVERWELL","HRCU-A-CB-O","MGTC0923C-20","Mini-Splits","MGTC0923E-20",10,9500,6300]
[205415922,null,"EVERWELL","HRCU-A-CB-O","MGTH0913C-20","Mini-Splits","MGTH0913E-20",10.5,9500,5900]
[205415920,null,"EVERWELL","HRCU-A-CB-O","MGTH0923C-20","Mini-Splits","MGTH0923E-20",10,9500,6300]
[205415926,null,"EVERWELL","HRCU-A-CB-O","MGTH1213C-20","Mini-Splits","MGTH1213E-20",10,12000,7000]
[205415925,null,"EVERWELL","HRCU-A-CB-O","MGTH1223C-20","Mini-Splits","MGTH1223E-20",9.5,12500,7000]
[205415927,null,"EVERWELL","HRCU-A-CB-O","MGTH1823C-20","Mini-Splits","MGTH1823E-20",10,19000,11600]
[205415928,null,"EVERWELL","HRCU-A-CB-O","MGTH2423C-20","Mini-Splits","MGTH2423E-20",10,24400,16200]
[9102364,null,"FOREST AIR","HRCU-A-CB-O","FMSH18A2K/O","Mini-Splits","FMSH18A2K/I",9,19000,11500]
[5557301,null,"FRASER-JOHNSTON BY JOHNSON CONTROLS","HRCU-A-CB-O","DHPM12CSM42Q1A","Mini-Splits","DHPM12NWM42Q1A",9.1999999999999993,13000,7600]
[5557307,null,"FRASER-JOHNSTON BY JOHNSON CONTROLS","HRCU-A-CB-O","DHPM18CSM42Q1A","Mini-Splits","DHPM18NWM42Q1A",10,19800,12700]
[5557313,null,"FRASER-JOHNSTON BY JOHNSON CONTROLS","HRCU-A-CB-O","DHPM24CSM42Q1A","Mini-Splits","DHPM24NWM42Q1A",10,23000,15000]
[205048197,null,"FRIEDRICH","HRCU-A-CB-O","FPHFR09A3A","Mini-Splits","FPHFC09A3B",9.5,9000,6000]
[205048198,null,"FRIEDRICH","HRCU-A-CB","FPHFR09A3A","Mini-Splits","FPHFD09A3A",9.5,9000,6000]
[205104716,null,"FRIEDRICH","HRCU-A-CB-O","FPHFR12A3A","Mini-Splits","FPHFC12A3B",10,12000,7000]
[205104717,null,"FRIEDRICH","HRCU-A-CB","FPHFR12A3A","Mini-Splits","FPHFD12A3A",10,12000,6600]
[205104719,null,"FRIEDRICH","HRCU-A-CB-O","FPHFR18A3A","Mini-Splits","FPHFC18A3B",10,18000,11000]
[205104720,null,"FRIEDRICH","HRCU-A-CB","FPHFR18A3A","Mini-Splits","FPHFD18A3A",9.5,18000,11000]
[205123805,null,"FRIEDRICH","HRCU-A-CB-O","FPHFR24A3A","Mini-Splits","FPHFC24A3B",10,24000,19600]
[205123806,null,"FRIEDRICH","HRCU-A-CB","FPHFR24A3A","Mini-Splits","FPHFD24A3A",10.5,24000,19200]
[205150421,null,"FRIEDRICH","HRCU-A-CB-O","FPHFR36A3A","Mini-Splits","FPHSC36A3B",10.5,36000,27200]
[205150422,null,"FRIEDRICH","HRCU-A-CB","FPHFR36A3A","Mini-Splits","FPHSD36A3A",9.5,36000,26000]
[205150429,null,"FRIEDRICH","HRCU-A-CB-O","FPHMR18A3A","Non-Ducted Indoor Units","Multiple combinations, check manufacturer compatibility",11,18000,12200]
[205150430,null,"FRIEDRICH","HRCU-A-CB","FPHMR18A3A","Mixed Ducted and Non-Ducted Indoor Units","Multiple combinations, check manufacturer compatibility",10.3,18000,12200]
[205150428,null,"FRIEDRICH","HRCU-A-CB","FPHMR18A3A","Ducted Indoor Units","Multiple combinations, check manufacturer compatibility",9.6,18000,12200]
[204005731,null,"FRIEDRICH","HRCU-A-CB-O","FPHMR24A3A","Ducted Indoor Units","Multiple combinations, check manufacturer compatibility",10,24000,15400]
[204101246,null,"FRIEDRICH","HRCU-A-CB-O","FPHMR24A3A","Non-Ducted Indoor Units","Multiple combinations, check manufacturer compatibility",11,24000,15400]
[203999079,null,"FRIEDRICH","HRCU-A-CB-O","FPHMR24A3A","Mixed Ducted and Non-Ducted Indoor Units","Multiple combinations, check manufacturer compatibility",10.5,24000,15400]
[204101247,null,"FRIEDRICH","HRCU-A-CB-O","FPHMR36A3A","Non-Ducted Indoor Units","Multiple combinations, check manufacturer compatibility",11,36000,23200]
[203996910,null,"FRIEDRICH","HMSR-A-CB-O","FPHMR36A3A","Ducted Indoor Units","Multiple combinations, check manufacturer compatibility",10.8,36000,22000]
[203999080,null,"FRIEDRICH","HRCU-A-CB-O","FPHMR36A3A","Mixed Ducted and Non-Ducted Indoor Units","Multiple combinations, check manufacturer compatibility",10.9,36000,22600]
[205141511,null,"FRIEDRICH","HMSV-A-CB","FPHMR42A3A","Ducted Indoor Units","Multiple combinations, check manufacturer compatibility",9.5,42000,24000]
[205141512,null,"FRIEDRICH","HMSV-A-CB-O","FPHMR42A3A","Non-Ducted Indoor Units","Multiple combinations, check manufacturer compatibility",10,42000,24000]
[205141513,null,"FRIEDRICH","HMSV-A-CB","FPHMR42A3A","Mixed Ducted and Non-Ducted Indoor Units","Multiple combinations, check manufacturer compatibility",9.75,42000,24000]
[203404668,null,"FRIEDRICH","HRCU-A-CB-O","FPHSR07A3A","Mini-Splits","FPHFW07A3A",10.7,8500,5000]
[203383867,null,"FRIEDRICH","HRCU-A-CB-O","FPHSR09A1A","Mini-Splits","FPHSW09A1A",10,9500,5000]
[205142781,null,"FRIEDRICH","HRCU-A-CB-O","FPHSR09A1A-A","Mini-Splits","FPHSW09A1B",10,9500,5000]
[203383865,null,"FRIEDRICH","HRCU-A-CB-O","FPHSR09A3A","Mini-Splits","FPHFW09A3A",10.7,9500,5000]
[205142783,null,"FRIEDRICH","HRCU-A-CB-O","FPHSR09A3A-A","Mini-Splits","FPHFW09A3B",10.7,9500,5000]
[203383868,null,"FRIEDRICH","HRCU-A-CB-O","FPHSR12A1A","Mini-Splits","FPHSW12A1A",10.5,13000,7500]
[205142782,null,"FRIEDRICH","HRCU-A-CB-O","FPHSR12A1A-A","Mini-Splits","FPHSW12A1B",10.5,13000,7500]
[203383866,null,"FRIEDRICH","HRCU-A-CB-O","FPHSR12A3A","Mini-Splits","FPHFW12A3A",10.5,13000,7500]
[205142785,null,"FRIEDRICH","HRCU-A-CB-O","FPHSR12A3A-A","Mini-Splits","FPHFW12A3B",10.5,13000,7500]
[203383869,null,"FRIEDRICH","HRCU-A-CB-O","FPHSR18A3A","Mini-Splits","FPHFW18A3A",11.6,19000,11600]
[205142786,null,"FRIEDRICH","HRCU-A-CB-O","FPHSR18A3A-A","Mini-Splits","FPHFW18A3B",11.6,19000,11600]
[203383870,null,"FRIEDRICH","HRCU-A-CB-O","FPHSR24A3A","Mini-Splits","FPHFW24A3A",10.5,26000,14500]
[205142787,null,"FRIEDRICH","HRCU-A-CB-O","FPHSR24A3A-A","Mini-Splits","FPHFW24A3B",10.5,26000,14500]
[203383863,null,"FRIEDRICH","HRCU-A-CB-O","FRHSR09A3A","Mini-Splits","FRHSW09A3A",12.5,10500,6500]
[205142788,null,"FRIEDRICH","HRCU-A-CB-O","FRHSR09A3A-A","Mini-Splits","FRHSW09A3B",12.5,10500,6500]
[203383864,null,"FRIEDRICH","HRCU-A-CB-O","FRHSR12A3A","Mini-Splits","FRHSW12A3A",12,13000,8000]
[205142789,null,"FRIEDRICH","HRCU-A-CB-O","FRHSR12A3A-A","Mini-Splits","FRHSW12A3B",12,13000,8000]
[205304085,null,"FRIEDRICH","HRCU-A-CB-O","FSHSR09A1A","Mini-Splits","FSHSW09A1A",9,9500,5400]
[205304086,null,"FRIEDRICH","HRCU-A-CB-O","FSHSR12A1A","Mini-Splits","FSHSW12A1A",9,13000,7500]
[205304087,null,"FRIEDRICH","HRCU-A-CB-O","FSHSR18A3A","Mini-Splits","FSHSW18A3A",9,19800,11300]
[205304088,null,"FRIEDRICH","HRCU-A-CB-O","FSHSR24A3A","Mini-Splits","FSHSW24A3A",10,24000,16000]
[205304089,null,"FRIEDRICH","HRCU-A-CB-O","FSHSR36A3A","Mini-Splits","FSHSW36A3A",9,34600,20200]
[7000021,null,"FRIEDRICH","HRCU-A-CB-O","MR09Y3J","Mini-Splits","MW09Y3J",11,10800,6600]
[7000022,null,"FRIEDRICH","HRCU-A-CB-O","MR12Y3J","Mini-Splits","MW12Y3J",11,13300,8700]
[8717936,null,"FRIEDRICH","HRCU-A-CB-O","MR18UY3J","Mini-Splits","MC18Y3J",10.1,20000,12500]
[7000023,null,"FRIEDRICH","HRCU-A-CB-O","MR18Y3J","Mini-Splits","MW18Y3J",9.6999999999999993,20200,13200]
[7012704,null,"FRIEDRICH","HMSV-A-CB","MR24DY3JM","Non-Ducted Indoor Units","Multiple combinations, check manufacturer compatibility",9.4,26400,16200]
[8915232,null,"FRIEDRICH","HMSV-A-CB","MR24DY3JMA","Non-Ducted Indoor Units","Multiple combinations, check manufacturer compatibility",10.6,24000,14500]
[8915233,null,"FRIEDRICH","HMSV-A-CB","MR24DY3JMA","Ducted Indoor Units","Multiple combinations, check manufacturer compatibility",9.8000000000000007,22400,14000]
[8915234,null,"FRIEDRICH","HMSV-A-CB","MR24DY3JMA","Mixed Ducted and Non-Ducted Indoor Units","Multiple combinations, check manufacturer compatibility",10.199999999999999,23200,14200]
[7000014,null,"FRIEDRICH","HRCU-A-CB-O","MR24UY3J","Mini-Splits","MC24Y3J",9.6999999999999993,27000,18600]
[7000016,null,"FRIEDRICH","HRCU-A-CB","MR24UY3J","Mini-Splits","MD24Y3J",10,27000,17600]
[7012589,null,"FRIEDRICH","HRCU-A-CB-O","MR24Y3J","Mini-Splits","MW24Y3J",11,27000,17900]
[7012590,null,"FRIEDRICH","HRCU-A-CB-O","MR30Y3J","Mini-Splits","MW30Y3J",10,32000,21200]
[7012710,null,"FRIEDRICH","HMSV-A-CB","MR36TQY3JM","Non-Ducted Indoor Units","Multiple combinations, check manufacturer compatibility",10.5,41000,26000]
[7012711,null,"FRIEDRICH","HMSV-A-CB","MR36TQY3JM","Ducted Indoor Units","Multiple combinations, check manufacturer compatibility",9.5,41000,27400]
[7012712,null,"FRIEDRICH","HMSV-A-CB","MR36TQY3JM","Mixed Ducted and Non-Ducted Indoor Units","Multiple combinations, check manufacturer compatibility",10,41000,26600]
[8915235,null,"FRIEDRICH","HMSV-A-CB","MR36TQY3JMA","Non-Ducted Indoor Units","Multiple combinations, check manufacturer compatibility",10,36000,20000]
[8915236,null,"FRIEDRICH","HMSV-A-CB","MR36TQY3JMA","Ducted Indoor Units","Multiple combinations, check manufacturer compatibility",9.6999999999999993,34000,19500]
[8915240,null,"FRIEDRICH","HMSV-A-CB","MR36TQY3JMA","Mixed Ducted and Non-Ducted Indoor Units","Multiple combinations, check manufacturer compatibility",9.85,35000,19700]
[7000015,null,"FRIEDRICH","HRCU-A-CB-O","MR36UY3J","Mini-Splits","MC36Y3J",9.5,40000,26000]
[7000017,null,"FRIEDRICH","HRCU-A-CB","MR36UY3J","Mini-Splits","MD36Y3J",9.1999999999999993,40000,24600]
[7012591,null,"FRIEDRICH","HRCU-A-CB-O","MR36Y3J","Mini-Splits","MW36Y3J",10,35200,23200]
[8915237,null,"FRIEDRICH","HMSV-A-CB","MR48DEY3JM","Non-Ducted Indoor Units","Multiple combinations, check manufacturer compatibility",10,54000,35000]
[8915238,null,"FRIEDRICH","HMSV-A-CB","MR48DEY3JM","Ducted Indoor Units","Multiple combinations, check manufacturer compatibility",9.6999999999999993,50000,33600]
[8915239,null,"FRIEDRICH","HMSV-A-CB","MR48DEY3JM","Mixed Ducted and Non-Ducted Indoor Units","Multiple combinations, check manufacturer compatibility",9.85,52000,34200]
[10221175,null,"FRIEDRICH","HRCU-A-CB-O","MRAD09Y1J","Mini-Splits","MWAD09Y1J",10.5,9900,6100,"Yes"]
[10221176,null,"FRIEDRICH","HRCU-A-CB-O","MRAD12Y1J","Mini-Splits","MWAD12Y1J",10.199999999999999,12200,6800,"Yes"]
[10221177,null,"FRIEDRICH","HRCU-A-CB-O","MRAD18Y3J","Mini-Splits","MWAD18Y3J",10.5,19800,12400,"Yes"]
[10221178,null,"FRIEDRICH","HRCU-A-CB-O","MRAD24Y3J","Mini-Splits","MWAD24Y3J",10,23000,14600,"Yes"]
[10221179,null,"FRIEDRICH","HRCU-A-CB-O","MRAD36Y3J","Mini-Splits","MWAD36Y3J",9,34600,20200]
[201763897,null,"FRIEDRICH","HRCU-A-CB-O","MRH09Y3JA","Mini-Splits","MWH09Y3JA",12.5,10500,6500]
[7086358,null,"FRIEDRICH","HRCU-A-CB-O","MRH12Y3J","Mini-Splits","MWH12Y3J",11,13600,8800]
[201763898,null,"FRIEDRICH","HRCU-A-CB-O","MRH12Y3JA","Mini-Splits","MWH12Y3JA",12,13000,8000,"Yes"]
[10191427,null,"FRIEDRICH","HRCU-A-CB-O","MRM36Y3J","Mini-Splits","MWM36Y3J",9,34600,20200]
[9856821,null,"FRIGIDAIRE","HRCU-A-CB-O","FAIC09B2RBHQW","Mini-Splits","FAIE09B2RBHQW",9,9500,5600]
[9857577,null,"FRIGIDAIRE","HRCU-A-CB-O","FAIC09B2RBKQW","Mini-Splits","FAIE09B2RBKQW",10.5,11000,6800]
[9856819,null,"FRIGIDAIRE","HRCU-A-CB-O","FAIC09B3RBHQW","Mini-Splits","FAIE09B3RBHQW",9,9600,5400]
[9856822,null,"FRIGIDAIRE","HRCU-A-CB-O","FAIC12B2RBHQW","Mini-Splits","FAIE12B2RBHQW",9,13000,7700]
[9857578,null,"FRIGIDAIRE","HRCU-A-CB-O","FAIC12B2RBKQW","Mini-Splits","FAIE12B2RBKQW",10.1,13000,7100]
[9856820,null,"FRIGIDAIRE","HRCU-A-CB-O","FAIC12B3RBHQW","Mini-Splits","FAIE12B3RBHQW",9,13000,7600]
[9856823,null,"FRIGIDAIRE","HRCU-A-CB-O","FAIC18B2RBHQW","Mini-Splits","FAIE18B2RBHQW",9,19000,12000]
[9857576,null,"FRIGIDAIRE","HRCU-A-CB-O","FAIC18B2RBJQW","Mini-Splits","FAIE18B2RBJQW",10,19800,12400]
[9856824,null,"FRIGIDAIRE","HRCU-A-CB-O","FAIC22B2RBHQW","Mini-Splits","FAIE22B2RBHQW",9,23000,13500]
[9857575,null,"FRIGIDAIRE","HRCU-A-CB-O","FAIC22B2RBJQW","Mini-Splits","FAIE22B2RBJQW",10,23000,14600]
[204745028,null,"FRIGIDAIRE","HRCU-A-CB-O","FAIC24B2MBJTW","Mini-Splits","FAIE24B2MBJTW",10,25000,15300]
[204752945,null,"FRIGIDAIRE","HRCU-A-CB-O","FAIC24B2MBJTW","Mini-Splits","FAIE24B2MBJTW",10,25000,15300]
[203989087,null,"FRIGIDAIRE","HRCU-A-CB-O","FAIC36A2MBHTW","Mini-Splits","FAIE36A2MBHTW",10,36000,21400]
[9006654,null,"FRIGIDAIRE","HRCU-A-CB-O","FASC12B2MBKNW","Mini-Splits","FASE12B2MBKNW",9.8000000000000007,12000,7200]
[9006655,null,"FRIGIDAIRE","HRCU-A-CB-O","FASC18B2MBKNW","Mini-Splits","FASE18B2MBKNW",10,18000,10400]
[9006656,null,"FRIGIDAIRE","HRCU-A-CB-O","FASC24B2MBKNW","Mini-Splits","FASE24B2MBKNW",10,25000,15300]
[8718583,null,"FRIGIDAIRE","HRCU-A-CB-O","FFHP093CS2","Mini-Splits","FFHP093WS2",10.5,11000,6800,"Yes"]
[10091682,null,"FRIGIDAIRE","HRCU-A-CB-O","FFHP094CS1","Mini-Splits","FFHP094WS1",10.5,9900,6100]
[7469722,null,"FRIGIDAIRE","HRCU-A-CB-O","FFHP122CQ2","Mini-Splits","FFHP122WQ2",9.1999999999999993,13000,7600]
[8718584,null,"FRIGIDAIRE","HRCU-A-CB-O","FFHP123CS2","Mini-Splits","FFHP123WS2",10.1,13000,7100,"Yes"]
[10091683,null,"FRIGIDAIRE","HRCU-A-CB-O","FFHP124CS1","Mini-Splits","FFHP124WS1",10.199999999999999,12200,6800]
[7469723,null,"FRIGIDAIRE","HRCU-A-CB-O","FFHP182CQ2","Mini-Splits","FFHP182WQ2",10,19800,12700]
[8718585,null,"FRIGIDAIRE","HRCU-A-CB-O","FFHP183CS2","Mini-Splits","FFHP183WS2",10,19800,12400,"Yes"]
[7469724,null,"FRIGIDAIRE","HRCU-A-CB-O","FFHP222CQ2","Mini-Splits","FFHP222WQ2",10,23000,15000]
[8718586,null,"FRIGIDAIRE","HRCU-A-CB-O","FFHP223CS2","Mini-Splits","FFHP223WS2",10,23000,14600]
[7795872,null,"FRIGIDAIRE","HRCU-A-CB-O","FFHP242ZQ2","Non-Ducted Indoor Units","Multiple combinations, check manufacturer compatibility",9,29000,19000]
[7795873,null,"FRIGIDAIRE","HRCU-A-CB-O","FFHP362ZQ2","Non-Ducted Indoor Units","Multiple combinations, check manufacturer compatibility",9,42500,27000]
[5953771,null,"FRIGIDAIRE","HRCU-A-CB-O","FRS22PYC2","Mini-Splits","FRS22PYW2",10.199999999999999,26000,16000]
[5625780,null,"FUJITSU","HRCU-A-CB-O","AOU12RL2","Mini-Splits","ASU12RL2",9,14000,8400]
[202537546,null,"FUJITSU","HRCU-A-CB","AOU12RLFC","Mini-Splits","ARU12RGLX",11.7,16000,10400,"Yes"]
[5751314,null,"FUJITSU","HRCU-A-CB","AOU12RLFC","Mini-Splits","ARU12RLF",11.5,16000,9500,"Yes"]
[5751313,null,"FUJITSU","HRCU-A-CB-O","AOU12RLFC","Mini-Splits","AUU12RLF",12.2,16000,10200,"Yes"]
[6936996,null,"FUJITSU","HRCU-A-CB-O","AOU12RLFF","Mini-Splits","AGU12RLF",11.6,16000,10600,"Yes"]
[6937310,null,"FUJITSU","HRCU-A-CB-O","AOU12RLFFH","Mini-Splits","AGU12RLF",11.3,16000,10600,"Yes"]
[4185166,null,"FUJITSU","HRCU-A-CB-O","AOU12RLFW","Mini-Splits","ASU12RLF",11,16000,9900]
[6961729,null,"FUJITSU","HRCU-A-CB-O","AOU12RLFW1","Mini-Splits","ASU12RLF1",11,16000,9400,"Yes"]
[5063326,null,"FUJITSU","HRCU-A-CB-O","AOU12RLS2","Mini-Splits","ASU12RLS2",12,16000,9700,"Yes"]
[5674833,null,"FUJITSU","HRCU-A-CB-O","AOU12RLS2H","Mini-Splits","ASU12RLS2",9.3000000000000007,16000,9700]
[7993242,null,"FUJITSU","HRCU-A-CB-O","AOU12RLS3","Mini-Splits","ASU12RLS3",14,16000,9600,"Yes"]
[8703350,null,"FUJITSU","HRCU-A-CB-O","AOU12RLS3","Mini-Splits","ASU12RLS3Y",14,16000,9600,"Yes"]
[7993244,null,"FUJITSU","HRCU-A-CB-O","AOU12RLS3H","Mini-Splits","ASU12RLS3",13.8,16000,9600,"Yes"]
[8703506,null,"FUJITSU","HRCU-A-CB-O","AOU12RLS3H","Mini-Splits","ASU12RLS3Y",13.8,16000,9600,"Yes"]
[6936997,null,"FUJITSU","HRCU-A-CB-O","AOU15RLFF","Mini-Splits","AGU15RLF",11.2,18000,11600,"Yes"]
[6937311,null,"FUJITSU","HRCU-A-CB-O","AOU15RLFFH","Mini-Splits","AGU15RLF",11,18000,11600,"Yes"]
[5069748,null,"FUJITSU","HRCU-A-CB-O","AOU15RLS2","Mini-Splits","ASU15RLS2",12,18000,11700]
[5674834,null,"FUJITSU","HRCU-A-CB-O","AOU15RLS2H","Mini-Splits","ASU15RLS2",10.3,18000,11700]
[7993243,null,"FUJITSU","HRCU-A-CB-O","AOU15RLS3","Mini-Splits","ASU15RLS3",13.4,18000,11200,"Yes"]
[8703507,null,"FUJITSU","HRCU-A-CB-O","AOU15RLS3","Mini-Splits","ASU15RLS3Y",13.4,18000,11200,"Yes"]
[7993245,null,"FUJITSU","HRCU-A-CB-O","AOU15RLS3H","Mini-Splits","ASU15RLS3",13.3,18000,11200,"Yes"]
[8703508,null,"FUJITSU","HRCU-A-CB-O","AOU15RLS3H","Mini-Splits","ASU15RLS3Y",13.3,18000,11200,"Yes"]
[202534923,null,"FUJITSU","HRCU-A-CB","AOU18RGLX","Mini-Splits","ARU18RGLX",10.9,21000,12700,"Yes"]
[202195106,null,"FUJITSU","HRCU-A-CB-O","AOU18RGLX","Mini-Splits","AUU18RGLX",10.9,21000,12300,"Yes"]
[7937663,null,"FUJITSU","HRCU-A-CB-O","AOU18RLB","Mini-Splits","ASU18RLB",10.6,18000,11500,"Yes"]
[5839957,null,"FUJITSU","HRCU-A-CB","AOU18RLFC","Mini-Splits","ARU18RLF",11.3,21600,13600]
[5839958,null,"FUJITSU","HRCU-A-CB-O","AOU18RLFC","Mini-Splits","AUU18RLF",11.5,21600,13600]
[4359504,null,"FUJITSU","HRCU-A-CB-O","AOU18RLXFW","Mini-Splits","ASU18RLF",10,21600,14600]
[8718495,null,"FUJITSU","HRCU-A-CB-O","AOU18RLXFW1","Mini-Splits","ASU18RLF",10.5,21600,14600,"Yes"]
[8779045,null,"FUJITSU","HRCU-A-CB-O","AOU18RLXFWH","Mini-Splits","ASU18RLF",10.4,21600,14600,"Yes"]
[6998278,null,"FUJITSU","HMSV-A-CB","AOU18RLXFZ","Specific","ASU12RLF1ASU7RLF1",9,22000,13900]
[6998277,null,"FUJITSU","HMSV-A-CB","AOU18RLXFZ","Specific","ASU12RLF1ASU9RLF1",9,22000,13900]
[4651511,null,"FUJITSU","HMSV-A-CB","AOU18RLXFZ","Specific","ASU7RLFASU12RLF",9,22000,13900]
[6998276,null,"FUJITSU","HMSV-A-CB","AOU18RLXFZ","Specific","ASU9RLF1ASU9RLF1",9.3000000000000007,22000,13900]
[4651512,null,"FUJITSU","HMSV-A-CB","AOU18RLXFZ","Specific","ASU9RLFASU12RLF",9,22000,13900]
[4397408,null,"FUJITSU","HMSV-A-CB","AOU18RLXFZ","Non-Ducted Indoor Units","Multiple combinations, check manufacturer compatibility",9.3000000000000007,22000,13900]
[4397409,null,"FUJITSU","HMSV-A-CB","AOU18RLXFZ","Ducted Indoor Units","Multiple combinations, check manufacturer compatibility",9,22000,13900]
[4397410,null,"FUJITSU","HMSV-A-CB","AOU18RLXFZ","Mixed Ducted and Non-Ducted Indoor Units","Multiple combinations, check manufacturer compatibility",9.15,22000,13900]
[8063924,null,"FUJITSU","HMSV-A-CB","AOU18RLXFZH","Mixed Ducted and Non-Ducted Indoor Units","Multiple combinations, check manufacturer compatibility",9.65,22000,14200,"Yes"]
[8033584,null,"FUJITSU","HMSV-A-CB","AOU18RLXFZH","Non-Ducted Indoor Units","Multiple combinations, check manufacturer compatibility",10.3,22000,14200,"Yes"]
[8033585,null,"FUJITSU","HMSV-A-CB","AOU18RLXFZH","Ducted Indoor Units","Multiple combinations, check manufacturer compatibility",9,22000,14200]
[205123807,null,"FUJITSU","HRCU-A-CB","AOU24RGLX","Mini-Splits","AMUG24LMAS",10.7,27000,18700]
[202537547,null,"FUJITSU","HRCU-A-CB","AOU24RGLX","Mini-Splits","ARU24RGLX",10.8,27000,17300,"Yes"]
[202208444,null,"FUJITSU","HRCU-A-CB-O","AOU24RGLX","Mini-Splits","AUU24RGLX",10.8,27000,16400,"Yes"]
[7940753,null,"FUJITSU","HRCU-A-CB-O","AOU24RLB","Mini-Splits","ASU24RLB",10.6,24000,15300]
[4359511,null,"FUJITSU","HRCU-A-CB-O","AOU24RLXFW","Mini-Splits","ASU24RLF",10,27600,18400]
[8718545,null,"FUJITSU","HRCU-A-CB-O","AOU24RLXFW1","Mini-Splits","ASU24RLF",10.6,25200,18000,"Yes"]
[8779046,null,"FUJITSU","HRCU-A-CB-O","AOU24RLXFWH","Mini-Splits","ASU24RLF",10.5,25200,18000,"Yes"]
[6998279,null,"FUJITSU","HMSV-A-CB","AOU24RLXFZ","Specific","ASU9RLF1ASU7RLF1ASU7RLF1",9.5,24000,14100]
[4397405,null,"FUJITSU","HMSV-A-CB","AOU24RLXFZ","Non-Ducted Indoor Units","Multiple combinations, check manufacturer compatibility",9.5,24000,14100]
[4397406,null,"FUJITSU","HMSV-A-CB","AOU24RLXFZ","Ducted Indoor Units","Multiple combinations, check manufacturer compatibility",9,24000,14100]
[4397407,null,"FUJITSU","HMSV-A-CB","AOU24RLXFZ","Mixed Ducted and Non-Ducted Indoor Units","Multiple combinations, check manufacturer compatibility",9.25,24000,14100]
[8063925,null,"FUJITSU","HMSV-A-CB","AOU24RLXFZH","Mixed Ducted and Non-Ducted Indoor Units","Multiple combinations, check manufacturer compatibility",9.65,25000,15400,"Yes"]
[8033586,null,"FUJITSU","HMSV-A-CB","AOU24RLXFZH","Non-Ducted Indoor Units","Multiple combinations, check manufacturer compatibility",10.3,25000,15400,"Yes"]
[8033742,null,"FUJITSU","HMSV-A-CB","AOU24RLXFZH","Ducted Indoor Units","Multiple combinations, check manufacturer compatibility",9,25000,15400]
[205123808,null,"FUJITSU","HRCU-A-CB","AOU30RGLX","Mini-Splits","AMUG30LMAS",10.3,32000,22600]
[202537548,null,"FUJITSU","HRCU-A-CB","AOU30RGLX","Mini-Splits","ARU30RGLX",10.4,32000,19600,"Yes"]
[202195636,null,"FUJITSU","HRCU-A-CB-O","AOU30RGLX","Mini-Splits","AUU30RGLX",11.5,32000,20200,"Yes"]
[3799056,null,"FUJITSU","HRCU-A-CB-O","AOU30RLX","Mini-Splits","ASU30RLX",9.5,32000,21600]
[7941718,null,"FUJITSU","HRCU-A-CB-O","AOU30RLXB","Mini-Splits","ASU30RLXB",9,30000,20400]
[8912454,null,"FUJITSU","HRCU-A-CB-O","AOU30RLXEH","Mini-Splits","ASU30RLE",11.8,32000,18900,"Yes"]
[202537549,null,"FUJITSU","HRCU-A-CB","AOU36RGLX","Mini-Splits","ARU36RGLX",11.3,36000,23000,"Yes"]
[202195637,null,"FUJITSU","HRCU-A-CB-O","AOU36RGLX","Mini-Splits","AUU36RGLX",11.2,36000,23200,"Yes"]
[8693479,null,"FUJITSU","HMSV-A-CB","AOU36RLAVM","Ducted Indoor Units","Multiple combinations, check manufacturer compatibility",10.4,42000,26400]
[8693480,null,"FUJITSU","HMSV-A-CB","AOU36RLAVM","Non-Ducted Indoor Units","Multiple combinations, check manufacturer compatibility",11.4,42000,25800,"Yes"]
[8693481,null,"FUJITSU","HMSV-A-CB","AOU36RLAVM","Mixed Ducted and Non-Ducted Indoor Units","Multiple combinations, check manufacturer compatibility",10.9,42000,26000]
[9962522,null,"FUJITSU","HMSV-A-CB","AOU36RLAVS","Ducted Indoor Units","Multiple combinations, check manufacturer compatibility",10.3,42000,26000]
[9962523,null,"FUJITSU","HMSV-A-CB","AOU36RLAVS","Non-Ducted Indoor Units","Multiple combinations, check manufacturer compatibility",11.2,42000,26600]
[9962524,null,"FUJITSU","HMSV-A-CB","AOU36RLAVS","Mixed Ducted and Non-Ducted Indoor Units","Multiple combinations, check manufacturer compatibility",10.75,42000,26200]
[7942494,null,"FUJITSU","HRCU-A-CB-O","AOU36RLXB","Mini-Splits","ASU36RLXB",9,34000,21400]
[4397402,null,"FUJITSU","HMSV-A-CB","AOU36RLXFZ","Non-Ducted Indoor Units","Multiple combinations, check manufacturer compatibility",9.4,36400,22000]
[4397404,null,"FUJITSU","HMSV-A-CB","AOU36RLXFZ","Mixed Ducted and Non-Ducted Indoor Units","Multiple combinations, check manufacturer compatibility",9.0500000000000007,36400,21600]
[8071537,null,"FUJITSU","HMSV-A-CB","AOU36RLXFZ1","Non-Ducted Indoor Units","Multiple combinations, check manufacturer compatibility",9.4,36400,21400]
[8071548,null,"FUJITSU","HMSV-A-CB","AOU36RLXFZ1","Mixed Ducted and Non-Ducted Indoor Units","Multiple combinations, check manufacturer compatibility",9.0500000000000007,36400,21400,"Yes"]
[8908615,null,"FUJITSU","HMSV-A-CB","AOU36RLXFZH","Non-Ducted Indoor Units","Multiple combinations, check manufacturer compatibility",10.3,36400,21400,"Yes"]
[8908616,null,"FUJITSU","HMSV-A-CB","AOU36RLXFZH","Ducted Indoor Units","Multiple combinations, check manufacturer compatibility",9.3000000000000007,36400,21400]
[8912450,null,"FUJITSU","HMSV-A-CB","AOU36RLXFZH","Mixed Ducted and Non-Ducted Indoor Units","Multiple combinations, check manufacturer compatibility",9.8000000000000007,36400,21400,"Yes"]
[202537550,null,"FUJITSU","HRCU-A-CB","AOU42RGLX","Mini-Splits","ARU42RGLX",10.5,47000,29600,"Yes"]
[202195867,null,"FUJITSU","HRCU-A-CB-O","AOU42RGLX","Mini-Splits","AUU42RGLX",9.6999999999999993,47000,27600]
[8908617,null,"FUJITSU","HMSV-A-CB","AOU45RLXFZ","Non-Ducted Indoor Units","Multiple combinations, check manufacturer compatibility",10.3,48000,28200,"Yes"]
[8908618,null,"FUJITSU","HMSV-A-CB","AOU45RLXFZ","Ducted Indoor Units","Multiple combinations, check manufacturer compatibility",9.3000000000000007,46000,27800,"Yes"]
[8912451,null,"FUJITSU","HMSV-A-CB","AOU45RLXFZ","Mixed Ducted and Non-Ducted Indoor Units","Multiple combinations, check manufacturer compatibility",9.8000000000000007,47000,28000,"Yes"]
[202537551,null,"FUJITSU","HRCU-A-CB","AOU48RGLX","Mini-Splits","ARU48RGLX",10.3,53000,31000,"Yes"]
[202537552,null,"FUJITSU","HRCU-A-CB-O","AOU48RGLX","Mini-Splits","AUU48RGLX",10.6,53000,31400]
[8693476,null,"FUJITSU","HMSV-A-CB","AOU48RLAVM","Ducted Indoor Units","Multiple combinations, check manufacturer compatibility",10.9,54000,34000]
[8693477,null,"FUJITSU","HMSV-A-CB","AOU48RLAVM","Non-Ducted Indoor Units","Multiple combinations, check manufacturer compatibility",11.4,54000,33000,"Yes"]
[8693478,null,"FUJITSU","HMSV-A-CB","AOU48RLAVM","Mixed Ducted and Non-Ducted Indoor Units","Multiple combinations, check manufacturer compatibility",11.15,54000,33400]
[9962519,null,"FUJITSU","HMSV-A-CB","AOU48RLAVS","Ducted Indoor Units","Multiple combinations, check manufacturer compatibility",10.1,54000,34600]
[9962520,null,"FUJITSU","HMSV-A-CB","AOU48RLAVS","Non-Ducted Indoor Units","Multiple combinations, check manufacturer compatibility",10.9,54000,33400]
[9962521,null,"FUJITSU","HMSV-A-CB","AOU48RLAVS","Mixed Ducted and Non-Ducted Indoor Units","Multiple combinations, check manufacturer compatibility",10.5,54000,34000]
[6332645,null,"FUJITSU","HMSV-A-CB","AOU48RLXFZ1","Non-Ducted Indoor Units","Multiple combinations, check manufacturer compatibility",9.8000000000000007,54000,35400]
[6332646,null,"FUJITSU","HMSV-A-CB","AOU48RLXFZ1","Ducted Indoor Units","Multiple combinations, check manufacturer compatibility",9.3000000000000007,54000,32600]
[6332647,null,"FUJITSU","HMSV-A-CB","AOU48RLXFZ1","Mixed Ducted and Non-Ducted Indoor Units","Multiple combinations, check manufacturer compatibility",9.5500000000000007,54000,34000]
[8693473,null,"FUJITSU","HMSV-A-CB","AOU60RLAVM","Ducted Indoor Units","Multiple combinations, check manufacturer compatibility",11,66000,41500]
[8693474,null,"FUJITSU","HMSV-A-CB","AOU60RLAVM","Non-Ducted Indoor Units","Multiple combinations, check manufacturer compatibility",11.3,66000,41500]
[8693475,null,"FUJITSU","HMSV-A-CB","AOU60RLAVM","Mixed Ducted and Non-Ducted Indoor Units","Multiple combinations, check manufacturer compatibility",11.15,66000,41500]
[5625779,null,"FUJITSU","HRCU-A-CB-O","AOU9RL2","Mini-Splits","ASU9RL2",9,10000,6600]
[5751312,null,"FUJITSU","HRCU-A-CB","AOU9RLFC","Mini-Splits","ARU9RLF",12.2,12000,7300,"Yes"]
[5751311,null,"FUJITSU","HRCU-A-CB-O","AOU9RLFC","Mini-Splits","AUU9RLF",13,12000,7100,"Yes"]
[6936995,null,"FUJITSU","HRCU-A-CB-O","AOU9RLFF","Mini-Splits","AGU9RLF",12.6,12000,7500,"Yes"]
[6937309,null,"FUJITSU","HRCU-A-CB-O","AOU9RLFFH","Mini-Splits","AGU9RLF",12.4,12000,7500,"Yes"]
[4185165,null,"FUJITSU","HRCU-A-CB-O","AOU9RLFW","Mini-Splits","ASU9RLF",11,12000,8100]
[6961728,null,"FUJITSU","HRCU-A-CB-O","AOU9RLFW1","Mini-Splits","ASU9RLF1",11,12000,7600,"Yes"]
[5063325,null,"FUJITSU","HRCU-A-CB-O","AOU9RLS2","Mini-Splits","ASU9RLS2",12.5,12000,7300,"Yes"]
[8004699,null,"FUJITSU","HRCU-A-CB-O","AOU9RLS3","Mini-Splits","ASU9RLS3",14.2,12000,7000,"Yes"]
[8703348,null,"FUJITSU","HRCU-A-CB-O","AOU9RLS3","Mini-Splits","ASU9RLS3Y",14.2,12000,7000,"Yes"]
[8004700,null,"FUJITSU","HRCU-A-CB-O","AOU9RLS3H","Mini-Splits","ASU9RLS3",14,12000,7000,"Yes"]
[8703349,null,"FUJITSU","HRCU-A-CB-O","AOU9RLS3H","Mini-Splits","ASU9RLS3Y",14,12000,7000,"Yes"]
[204752937,null,"FUJITSU","HRCU-A-CB-O","AOUG09LMAS1","Mini-Splits","ASUG09LMAS",13,12000,7400,"Yes"]
[204740067,null,"FUJITSU","HRCU-A-CB-O","AOUG09LZAH1","Mini-Splits","ASUG09LZAS",14,12000,7400,"Yes"]
[204740066,null,"FUJITSU","HRCU-A-CB-O","AOUG09LZAS1","Mini-Splits","ASUG09LZAS",14.2,12000,7400,"Yes"]
[204752938,null,"FUJITSU","HRCU-A-CB-O","AOUG12LMAS1","Mini-Splits","ASUG12LMAS",12.5,16000,10300,"Yes"]
[204740069,null,"FUJITSU","HRCU-A-CB-O","AOUG12LZAH1","Mini-Splits","ASUG12LZAS",13.8,16000,10000,"Yes"]
[204740068,null,"FUJITSU","HRCU-A-CB-O","AOUG12LZAS1","Mini-Splits","ASUG12LZAS",14,16000,10000,"Yes"]
[204740071,null,"FUJITSU","HRCU-A-CB-O","AOUG15LZAH1","Mini-Splits","ASUG15LZAS",13.3,18000,11200,"Yes"]
[204740070,null,"FUJITSU","HRCU-A-CB-O","AOUG15LZAS1","Mini-Splits","ASUG15LZAS",13.4,18000,11200,"Yes"]
[205123809,null,"FUJITSU","HRCU-A-CB","AOUG36LMAS1","Mini-Splits","AMUG36LMAS",10.199999999999999,42000,30400]
[205123810,null,"FUJITSU","HRCU-A-CB","AOUG48LMAS1","Mini-Splits","AMUG48LMAS",10.199999999999999,53000,39500]
[9951749,null,"GAIR","HMSV-A-CB","G2OF-18HFN1-M","Non-Ducted Indoor Units","Multiple combinations, check manufacturer compatibility",10,18000,11800]
[9951750,null,"GAIR","HMSV-A-CB","G3OF-27HFN1-M","Non-Ducted Indoor Units","Multiple combinations, check manufacturer compatibility",9.8000000000000007,28000,16800]
[9951751,null,"GAIR","HMSV-A-CB","G4OF-36HFN1-M","Non-Ducted Indoor Units","Multiple combinations, check manufacturer compatibility",10.3,36000,25400]
[9951752,null,"GAIR","HMSV-A-CB","G5OF-45HFN1-M","Non-Ducted Indoor Units","Multiple combinations, check manufacturer compatibility",10.4,48000,30800]
[9962887,null,"GAIR","HRCU-A-CB-O","GSABF-36HRFN1(O)","Mini-Splits","GSABF-36HRFN1(I)",10,36000,21400]
[202053871,null,"G-AIR","HRCU-A-CB-O","GS-36UW3SDKDK(O)","Mini-Splits","GS-36UW3SDKDK(I)",9.6,33400,17500]
[202053870,null,"G-AIR","HRCU-A-CB-O","GS-36UW3SDKDK_WIF(O)","Mini-Splits","GS-36UW3SDKDK_WIFI(I)",9.6,33400,17500]
[9101121,null,"GARRISON","HRCU-A-CB-O",3554183,"Mini-Splits",3554182,10.5,9800,6400]
[9101124,null,"GARRISON","HRCU-A-CB-O",3554185,"Mini-Splits",3554184,9.8000000000000007,12000,7200]
[9101130,null,"GARRISON","HRCU-A-CB-O",3554187,"Mini-Splits",3554186,10,18000,10400]
[10333513,null,"GARRISON","HRCU-A-CB-O",3554189,"Mini-Splits",3554188,10,25000,15300]
[10333512,null,"GARRISON","HRCU-A-CB-O",3554189,"Mini-Splits",3554197,10.5,24400,15800]
[9101134,null,"GARRISON","HMSV-A-CB",3554190,"Non-Ducted Indoor Units","Multiple combinations, check manufacturer compatibility",10,18000,11800]
[9101137,null,"GARRISON","HMSV-A-CB",3554191,"Non-Ducted Indoor Units","Multiple combinations, check manufacturer compatibility",9.8000000000000007,28000,16800]
[9101138,null,"GARRISON","HMSV-A-CB",3554192,"Non-Ducted Indoor Units","Multiple combinations, check manufacturer compatibility",10.3,36000,25400]
[204722821,null,"GE Appliances","HRCU-A-CB","ASH109CRAW**","Mini-Splits","ASYW09CRAW**",11,10000,6500]
[202588310,null,"GE Appliances","HRCU-A-CB","ASH109PRDWA","Mini-Splits","ASYW09PRDWB",10.5,10000,6500,"Yes"]
[205291988,null,"GE Appliances","HRCU-A-CB-O","ASH109URDSD*","Mini-Splits","ASYW09URDWD*",15.2,10000,6500]
[204722822,null,"GE Appliances","HRCU-A-CB","ASH112CRAW**","Mini-Splits","ASYW12CRAW**",11,12000,7000]
[202588311,null,"GE Appliances","HRCU-A-CB","ASH112PRDWA","Mini-Splits","ASYW12PRDWB",11,13000,10700,"Yes"]
[205291989,null,"GE Appliances","HRCU-A-CB-O","ASH112URDSD*","Mini-Splits","ASYW12URDWD*",13,14500,9300]
[202588312,null,"GE Appliances","HRCU-A-CB","ASH115PRDWA","Mini-Splits","ASYW15PRDWB",10.5,16000,12000,"Yes"]
[204722823,null,"GE Appliances","HRCU-A-CB","ASH118CRDW**","Mini-Splits","ASYW18CRDW**",10.5,18700,11200]
[202588313,null,"GE Appliances","HRCU-A-CB","ASH118PRDWA","Mini-Splits","ASYW18PRDWB",10.5,22000,14000,"Yes"]
[205291990,null,"GE Appliances","HRCU-A-CB-O","ASH118URDSD*","Mini-Splits","ASYW18URDWD*",12,20000,15300]
[204722824,null,"GE Appliances","HRCU-A-CB","ASH124CRDW**","Mini-Splits","ASYW24CRDW**",10,26000,16000]
[202588314,null,"GE Appliances","HRCU-A-CB","ASH124PRDWA","Mini-Splits","ASYW24PRDWB",10.5,27600,19000,"Yes"]
[204035456,null,"GE Appliances","HMSV-A-CB","ASH220NCDWA","Ducted Indoor Units","Multiple combinations, check manufacturer compatibility",9.6,20000,14000]
[203862745,null,"GE Appliances","HMSV-A-CB","ASH220NCDWA","Non-Ducted Indoor Units","Multiple combinations, check manufacturer compatibility",10.5,20000,14000]
[204035457,null,"GE Appliances","HMSV-A-CB","ASH324NCDWA","Ducted Indoor Units","Multiple combinations, check manufacturer compatibility",9.3000000000000007,22000,16000]
[203862746,null,"GE Appliances","HMSV-A-CB","ASH324NCDWA","Non-Ducted Indoor Units","Multiple combinations, check manufacturer compatibility",10.5,24000,16000]
[204878533,null,"GE Appliances","HMSV-A-CB","ASH436NCDW**","Non-Ducted Indoor Units","Multiple combinations, check manufacturer compatibility",10.5,36000,22000]
[9135472,null,"GIBSON","HRCU-A-CB-O","GXH09(2.6)KSK4DH","Mini-Splits","GHH09(2.6)KSK4DH",10.5,9000,5500,"Yes"]
[9000994,null,"GIBSON","HRCU-A-CB-O","GXH09(2.6)LSA4DH","Mini-Splits","GHH09(2.6)LSA4DH",10.5,9900,6100,"Yes"]
[8996539,null,"GIBSON","HRCU-A-CB-O","GXH09(2.6)LSA4DH","Mini-Splits","GHH09(2.6)LUA4DH",10.5,9900,6100,"Yes"]
[9000983,null,"GIBSON","HRCU-A-CB-O","GXH09(2.6)LSA4DL","Mini-Splits","GHH09(2.6)LSA4DL",9,9600,5400]
[9000997,null,"GIBSON","HRCU-A-CB-O","GXH09(2.6)LSK4DH","Mini-Splits","GHH09(2.6)LUK4DH",10.5,11000,6800,"Yes"]
[9000985,null,"GIBSON","HRCU-A-CB-O","GXH09(2.6)LSK4DL","Mini-Splits","GHH09(2.6)LSK4DL",9,9500,5600]
[9135473,null,"GIBSON","HRCU-A-CB-O","GXH12(3.5)KSK4DH","Mini-Splits","GHH12(3.5)KSK4DH",10.5,13000,8500,"Yes"]
[9000995,null,"GIBSON","HRCU-A-CB-O","GXH12(3.5)LSA4DH","Mini-Splits","GHH12(3.5)LSA4DH",10.199999999999999,12200,6800,"Yes"]
[9000996,null,"GIBSON","HRCU-A-CB-O","GXH12(3.5)LSA4DH","Mini-Splits","GHH12(3.5)LUA4DH",10.199999999999999,12200,6800,"Yes"]
[9000984,null,"GIBSON","HRCU-A-CB-O","GXH12(3.5)LSA4DL","Mini-Splits","GHH12(3.5)LSA4DL",9,13000,7600]
[9000998,null,"GIBSON","HRCU-A-CB-O","GXH12(3.5)LSK4DH","Mini-Splits","GHH12(3.5)LUK4DH",11,13000,7100,"Yes"]
[9000986,null,"GIBSON","HRCU-A-CB-O","GXH12(3.5)LSK4DL","Mini-Splits","GHH12(3.5)LSK4DL",9,13000,7700]
[9001001,null,"GIBSON","HRCU-A-CB-O","GXH12(3.5)SSK4DH","Mini-Splits","GHH12(3.5)SSK4DH",9.6,13000,7500]
[9135474,null,"GIBSON","HRCU-A-CB-O","GXH18(5.2)KSK4DH","Mini-Splits","GHH18(5.2)KSK4DH",10.5,19000,12700,"Yes"]
[9001021,null,"GIBSON","HRCU-A-CB-O","GXH18(5.3)FMK4DH","Non-Ducted Indoor Units","Multiple combinations, check manufacturer compatibility",9,19000,12300]
[9965364,null,"GIBSON","HMSV-A-CB","GXH18(5.3)FMK4DH","Ducted Indoor Units","Multiple combinations, check manufacturer compatibility",9,19000,12300]
[9965365,null,"GIBSON","HMSV-A-CB","GXH18(5.3)FMK4DH","Mixed Ducted and Non-Ducted Indoor Units","Multiple combinations, check manufacturer compatibility",9,19000,12300,"Yes"]
[9000999,null,"GIBSON","HRCU-A-CB-O","GXH18(5.3)LSK4DH","Mini-Splits","GHH18(5.3)LUK4DH",10.5,19800,12400,"Yes"]
[9000987,null,"GIBSON","HRCU-A-CB-O","GXH18(5.3)LSK4DL","Mini-Splits","GHH18(5.3)LSK4DL",9,19000,12000]
[9001003,null,"GIBSON","HRCU-A-CB","GXH18(5.3)USV4DH","Mini-Splits","GDU18(5.3)USV2FL",9.5,18800,10900,"Yes"]
[9001005,null,"GIBSON","HRCU-A-CB-O","GXH18(5.3)USV4DH","Mini-Splits","GFU18(5.3)USV2FL",9.5,19100,10900]
[9001004,null,"GIBSON","HRCU-A-CB-O","GXH18(5.3)USV4DH","Mini-Splits","GKU18(5.3)USV2FL",9,18400,9900]
[9001022,null,"GIBSON","HRCU-A-CB-O","GXH24(7.0)FMK4DH","Non-Ducted Indoor Units","Multiple combinations, check manufacturer compatibility",10.199999999999999,29000,17800,"Yes"]
[9965366,null,"GIBSON","HMSV-A-CB","GXH24(7.0)FMK4DH","Ducted Indoor Units","Multiple combinations, check manufacturer compatibility",9,29000,17800]
[9965367,null,"GIBSON","HMSV-A-CB","GXH24(7.0)FMK4DH","Mixed Ducted and Non-Ducted Indoor Units","Multiple combinations, check manufacturer compatibility",9.6,29000,17800,"Yes"]
[9001000,null,"GIBSON","HRCU-A-CB-O","GXH24(7.0)LSK4DH","Mini-Splits","GHH24(7.0)LUK4DH",10,23000,14600,"Yes"]
[9000988,null,"GIBSON","HRCU-A-CB-O","GXH24(7.0)LSK4DL","Mini-Splits","GHH24(7.0)LSK4DL",9,23000,13500]
[9001006,null,"GIBSON","HRCU-A-CB","GXH24(7.0)USV4DH","Mini-Splits","GDU24(7.0)USV2FL",10,27200,16700,"Yes"]
[9001008,null,"GIBSON","HRCU-A-CB-O","GXH24(7.0)USV4DH","Mini-Splits","GFU24(7.0)USV2FL",10,27200,15700,"Yes"]
[9001007,null,"GIBSON","HRCU-A-CB-O","GXH24(7.0)USV4DH","Mini-Splits","GKU24(7.0)USV2FL",10,27200,15700,"Yes"]
[9001023,null,"GIBSON","HMSV-A-CB","GXH30(8.8)FMK4DH","Non-Ducted Indoor Units","Multiple combinations, check manufacturer compatibility",10.199999999999999,31600,19400,"Yes"]
[9965368,null,"GIBSON","HMSV-A-CB","GXH30(8.8)FMK4DH","Ducted Indoor Units","Multiple combinations, check manufacturer compatibility",9.8000000000000007,32000,19800]
[9000990,null,"GIBSON","HRCU-A-CB-O","GXH30(8.8)LSK4DH","Mini-Splits","GHH30(8.8)LUK4DH",9,28400,19200]
[9001009,null,"GIBSON","HRCU-A-CB","GXH30(8.8)USV4DH","Mini-Splits","GDU30(8.8)USV2FL",9,31200,16700,"Yes"]
[9001011,null,"GIBSON","HRCU-A-CB-O","GXH30(8.8)USV4DH","Mini-Splits","GFU30(8.8)USV2FL",9,31200,18000]
[9001010,null,"GIBSON","HRCU-A-CB-O","GXH30(8.8)USV4DH","Mini-Splits","GKU30(8.8)USV2FL",9,31200,16700]
[202424180,null,"GIBSON","HRCU-A-CB-O","GXH36(10.6) LSK4DH","Mini-Splits","GHH36(10.6) LUK4DH",9,34600,20200]
[9001024,null,"GIBSON","HMSV-A-CB","GXH36(10.6)FMK4DH","Non-Ducted Indoor Units","Multiple combinations, check manufacturer compatibility",10.199999999999999,42500,24800,"Yes"]
[9965369,null,"GIBSON","HMSV-A-CB","GXH36(10.6)FMK4DH","Ducted Indoor Units","Multiple combinations, check manufacturer compatibility",9.9,43500,25000]
[202542749,null,"GIBSON","HRCU-A-CB-O","GXH36(10.6)LSK4DL1","Mini-Splits","GHH36(10.6)LSK4DH",9,34600,20200]
[9001012,null,"GIBSON","HRCU-A-CB","GXH36(10.6)USV4DH","Mini-Splits","GDU36(10.6)USV2FL",9,41000,24600,"Yes"]
[9001014,null,"GIBSON","HRCU-A-CB-O","GXH36(10.6)USV4DH","Mini-Splits","GFU36(10.6)USV2FL",9,41000,23400]
[9001013,null,"GIBSON","HRCU-A-CB-O","GXH36(10.6)USV4DH","Mini-Splits","GKU36(10.6)USV2FL",9,41000,23400]
[9001025,null,"GIBSON","HMSV-A-CB","GXH42(12.3)FMK4DH","Non-Ducted Indoor Units","Multiple combinations, check manufacturer compatibility",10.199999999999999,45000,29000,"Yes"]
[9965370,null,"GIBSON","HMSV-A-CB","GXH42(12.3)FMK4DH","Ducted Indoor Units","Multiple combinations, check manufacturer compatibility",9.6,46500,28000]
[9965378,null,"GIBSON","HMSV-A-CB","GXH42(12.3)FMK4DH","Mixed Ducted and Non-Ducted Indoor Units","Multiple combinations, check manufacturer compatibility",9.9,45500,28400,"Yes"]
[9001015,null,"GIBSON","HRCU-A-CB","GXH42(12.3)USV4DH","Mini-Splits","GDU42(12.3)USG2FL",9,44000,24800,"Yes"]
[9001017,null,"GIBSON","HRCU-A-CB-O","GXH42(12.3)USV4DH","Mini-Splits","GFU42(12.3)USG2FL",9,44000,24800]
[9001016,null,"GIBSON","HRCU-A-CB-O","GXH42(12.3)USV4DH","Mini-Splits","GKU42(12.3)USG2FL",9,44000,24400]
[9001018,null,"GIBSON","HRCU-A-CB","GXH48(14.1)USV4DH","Mini-Splits","GDU48(14.1)USG2FL",9,54500,30600,"Yes"]
[9001020,null,"GIBSON","HRCU-A-CB-O","GXH48(14.1)USV4DH","Mini-Splits","GFU48(14.1)USG2FL",9,54500,28600]
[9001019,null,"GIBSON","HRCU-A-CB-O","GXH48(14.1)USV4DH","Mini-Splits","GKU48(14.1)USG2FL",9,54500,27600]
[9680943,null,"GOODMAN","HRCU-A-CB-O","MSH091J21MC","Mini-Splits","MSH091J21AX",10.5,9800,5900]
[10580832,null,"GOODMAN","HRCU-A-CB-O","MSH093E21MCAA","Mini-Splits","MSH093E21AXAA",10.5,9800,6400]
[202196599,null,"GOODMAN","HRCU-A-CB","MSH093E21MCAA","Mini-Splits","MST093E21ADAA",11.5,10000,6800]
[203991090,null,"GOODMAN","HRCU-A-CB-O","MSH093E23MCAA","Mini-Splits","MSH093E23AXAA",11.2,10900,6900]
[9680944,null,"GOODMAN","HRCU-A-CB-O","MSH121J21MC","Mini-Splits","MSH121J21AX",11.2,12000,7100]
[10062554,null,"GOODMAN","HRCU-A-CB-O","MSH123E15MCAA","Mini-Splits","MSH123E15AXAA",9.3000000000000007,12000,6800]
[202196598,null,"GOODMAN","HRCU-A-CB-O","MSH123E17MCAA","Mini-Splits","MSH123E17AXAA",9,11800,6800]
[205299940,null,"GOODMAN","HRCU-A-CB-O","MSH123E17MCAA*","Mini-Splits","MSH123E17AXAA*",9.5,12000,6800]
[203991087,null,"GOODMAN","HRCU-A-CB-O","MSH123E19MCAA","Mini-Splits","MSH123E19AXAA",9.5,12000,6800]
[10062551,null,"GOODMAN","HRCU-A-CB-O","MSH123E21MCAA","Mini-Splits","MSH123E21AXAA",9.8000000000000007,12000,7200]
[10062563,null,"GOODMAN","HRCU-A-CB-O","MSH123E21MCAA","Mini-Splits","MST123E20ACAA",10.5,12000,7500]
[202196600,null,"GOODMAN","HRCU-A-CB","MSH123E21MCAA","Mini-Splits","MST123E21ADAA",11.5,12000,7200]
[203991091,null,"GOODMAN","HRCU-A-CB-O","MSH123E23MCAA","Mini-Splits","MSH123E23AXAA",12,12000,7800]
[10062555,null,"GOODMAN","HRCU-A-CB-O","MSH183E15MCAA","Mini-Splits","MSH183E15AXAA",9.8000000000000007,18000,12200]
[202196596,null,"GOODMAN","HRCU-A-CB-O","MSH183E17MCAA","Mini-Splits","MSH183E17AXAA",9.8000000000000007,18000,12200]
[205299941,null,"GOODMAN","HRCU-A-CB-O","MSH183E17MCAA*","Mini-Splits","MSH183E17AXAA*",10,18000,11000]
[203991088,null,"GOODMAN","HRCU-A-CB-O","MSH183E19MCAA","Mini-Splits","MSH183E19AXAA",10,18000,11000]
[10062552,null,"GOODMAN","HRCU-A-CB-O","MSH183E21MCAA","Mini-Splits","MSH183E21AXAA",10,18000,10400]
[10062564,null,"GOODMAN","HRCU-A-CB-O","MSH183E21MCAA","Mini-Splits","MST183E20ACAA",10.3,18000,12000]
[202196601,null,"GOODMAN","HRCU-A-CB","MSH183E21MCAA","Mini-Splits","MST183E21ADAA",10.5,18000,12000]
[203991092,null,"GOODMAN","HRCU-A-CB-O","MSH183E23MCAA","Mini-Splits","MSH183E23AXAA",10.3,18000,10800]
[10348392,null,"GOODMAN","HRCU-A-CB-O","MSH183J21MC","Mini-Splits","MSH183J21AX",10,18000,10400]
[202196597,null,"GOODMAN","HRCU-A-CB-O","MSH243E17MCAA","Mini-Splits","MSH243E17AXAA",9,25000,14800]
[205299942,null,"GOODMAN","HRCU-A-CB-O","MSH243E17MCAA*","Mini-Splits","MSH243E17AXAA*",9.5,24000,14400]
[203991089,null,"GOODMAN","HRCU-A-CB-O","MSH243E19MCAA","Mini-Splits","MSH243E19AXAA",9.5,24000,14400]
[10062553,null,"GOODMAN","HRCU-A-CB-O","MSH243E21MCAA","Mini-Splits","MSH243E21AXAA",10,25000,15300]
[202196602,null,"GOODMAN","HRCU-A-CB","MSH243E21MCAA","Mini-Splits","MST243E21ADAA",11,24400,16000]
[203991093,null,"GOODMAN","HRCU-A-CB-O","MSH243E23MCAA","Mini-Splits","MSH243E23AXAA",11.5,24000,15400]
[9680945,null,"GOODMAN","HRCU-A-CB-O","MSH243J21MC","Mini-Splits","MSH243J21AX",10,25000,15300]
[202337992,null,"GOODMAN","HRCU-A-CB-O","MSH303E17MCAA","Mini-Splits","MSH303E17AXAA",9.6,30000,19000]
[203991094,null,"GOODMAN","HRCU-A-CB-O","MSH303E23MCAA","Mini-Splits","MSH303E23AXAA",9.4,30000,18500]
[202337994,null,"GOODMAN","HRCU-A-CB-O","MSH363E17MCAA","Mini-Splits","MSH363E17AXAA",10,36000,21400]
[203991096,null,"GOODMAN","HRCU-A-CB","MSH363E18MCAA","Mini-Splits","MST363E18ADAA",11.5,40000,27600]
[9680946,null,"GOODMAN","HRCU-A-CB-O","MSH363K16MC","Mini-Splits","MSH363K16AX",10,36000,21400]
[203991097,null,"GOODMAN","HRCU-A-CB","MSH483E18MCAA","Mini-Splits","MST483E18ADAA",10.3,49500,33400]
[203991098,null,"GOODMAN","HRCU-A-CB","MSH603E18MCAA","Mini-Splits","MST363E18ADAA",9,60000,37600]
[10300062,null,"GOODMAN","HMSV-A-CB","MST183E21MCAA","Non-Ducted Indoor Units","Multiple combinations, check manufacturer compatibility",10,18000,11800]
[202196603,null,"GOODMAN","HMSV-A-CB","MST183E21MCAA","Ducted Indoor Units","Multiple combinations, check manufacturer compatibility",10,18500,11500]
[204706297,null,"GOODMAN","HMSV-A-CB","MST183E23MHAA","Ducted Indoor Units","Multiple combinations, check manufacturer compatibility",9.8000000000000007,19000,12600]
[204706298,null,"GOODMAN","HMSV-A-CB","MST183E23MHAA","Mixed Ducted and Non-Ducted Indoor Units","Multiple combinations, check manufacturer compatibility",9.4,19000,12300]
[204706291,null,"GOODMAN","HMSV-A-CB","MST183E23MHAA","Non-Ducted Indoor Units","Multiple combinations, check manufacturer compatibility",9.8000000000000007,20000,12600]
[10300061,null,"GOODMAN","HMSV-A-CB","MST273E21MCAA","Specific","MSH093E21AXAAMSH093E21AXAAMSH093E21AXAA",9.8000000000000007,28000,16800]
[10515215,null,"GOODMAN","HMSV-A-CB","MST273E21MCAA","Non-Ducted Indoor Units","Multiple combinations, check manufacturer compatibility",10.3,28000,17200]
[202196604,null,"GOODMAN","HMSV-A-CB","MST273E21MCAA","Ducted Indoor Units","Multiple combinations, check manufacturer compatibility",10,28000,17600]
[204706299,null,"GOODMAN","HMSV-A-CB","MST303E23MHAA","Ducted Indoor Units","Multiple combinations, check manufacturer compatibility",10,28400,16600]
[204706300,null,"GOODMAN","HMSV-A-CB","MST303E23MHAA","Mixed Ducted and Non-Ducted Indoor Units","Multiple combinations, check manufacturer compatibility",9.98,28600,17300]
[204706292,null,"GOODMAN","HMSV-A-CB","MST303E23MHAA","Non-Ducted Indoor Units","Multiple combinations, check manufacturer compatibility",10.4,31400,18000]
[10300063,null,"GOODMAN","HMSV-A-CB","MST363E21MCAA","Non-Ducted Indoor Units","Multiple combinations, check manufacturer compatibility",10.3,36000,25400]
[202196605,null,"GOODMAN","HMSV-A-CB","MST363E21MCAA","Ducted Indoor Units","Multiple combinations, check manufacturer compatibility",10,37000,23000]
[204706301,null,"GOODMAN","HMSV-A-CB","MST363E23MHAA","Ducted Indoor Units","Multiple combinations, check manufacturer compatibility",11,37000,24600]
[204706302,null,"GOODMAN","HMSV-A-CB","MST363E23MHAA","Mixed Ducted and Non-Ducted Indoor Units","Multiple combinations, check manufacturer compatibility",10.23,36200,24000]
[204706293,null,"GOODMAN","HMSV-A-CB","MST363E23MHAA","Non-Ducted Indoor Units","Multiple combinations, check manufacturer compatibility",10.5,36000,23200]
[202196606,null,"GOODMAN","HMSV-A-CB","MST483E21MCAA","Ducted Indoor Units","Multiple combinations, check manufacturer compatibility",11.5,50000,34000]
[202557965,null,"GREE","HMSV-A-CB-O"," GWHD(18)ND3JO","Non-Ducted Indoor Units","Multiple combinations, check manufacturer compatibility",10.5,21000,17000,"Yes"]
[7607466,null,"GREE","HRCU-A-CB-O","CROWN09HP230V1AO","Mini-Splits","CROWN09HP230V1AH",11,9000,5500]
[9956318,null,"GREE","HRCU-A-CB-O","CROWN09HP230V1BO","Mini-Splits","CROWN09HP230V1BH",10.5,9000,5500]
[7607468,null,"GREE","HRCU-A-CB-O","CROWN12HP230V1AO","Mini-Splits","CROWN12HP230V1AH",11,13000,8500]
[9956320,null,"GREE","HRCU-A-CB-O","CROWN12HP230V1BO","Mini-Splits","CROWN12HP230V1BH",10.5,13000,8500]
[7607470,null,"GREE","HRCU-A-CB-O","CROWN18HP230V1AO","Mini-Splits","CROWN18HP230V1AH",10.5,19000,12700]
[9956321,null,"GREE","HRCU-A-CB-O","CROWN18HP230V1BO","Mini-Splits","CROWN18HP230V1BH",10.5,19000,12700]
[204581861,null,"GREE","HMSV-A-CB-O","GMV-12WP/A-T(U)","Ducted Indoor Units","Multiple combinations, check manufacturer compatibility",9.5,12000,8500]
[204581862,null,"GREE","HMSV-A-CB-O","GMV-12WP/A-T(U)","Non-Ducted Indoor Units","Multiple combinations, check manufacturer compatibility",9.5,12000,8500]
[204344210,null,"GREE","HMSV-A-CB-O","GMV-24WL/C-T(U)","Non-Ducted Indoor Units","Multiple combinations, check manufacturer compatibility",10,28000,16500]
[202242130,null,"GREE","HMSV-A-CB","GMV-24WL/C-T(U)","Ducted Indoor Units","Multiple combinations, check manufacturer compatibility",10,28000,16500,"Yes"]
[202541562,null,"GREE","HMSV-A-CB","GMV-28WL/C-T(U)","Ducted Indoor Units","Multiple combinations, check manufacturer compatibility",9,32000,19400,"Yes"]
[204344211,null,"GREE","HMSV-A-CB-O","GMV-28WL/C-T(U)","Non-Ducted Indoor Units","Multiple combinations, check manufacturer compatibility",10,32000,19400]
[7425272,null,"GREE","HMSV-A-CB-O","GMV-36WL/A-T(U)","Non-Ducted Indoor Units","Multiple combinations, check manufacturer compatibility",9,41500,24000]
[7425273,null,"GREE","HMSV-A-CB","GMV-36WL/A-T(U)","Ducted Indoor Units","Multiple combinations, check manufacturer compatibility",9,42000,25200,"Yes"]
[8796414,null,"GREE","HMSV-A-CB","GMV-36WL/B-T(U)","Mixed Ducted and Non-Ducted Indoor Units","Multiple combinations, check manufacturer compatibility",11,45000,29400]
[8654208,null,"GREE","HMSV-A-CB-O","GMV-36WL/B-T(U)","Non-Ducted Indoor Units","Multiple combinations, check manufacturer compatibility",11.7,45000,29400]
[8654209,null,"GREE","HMSV-A-CB","GMV-36WL/B-T(U)","Ducted Indoor Units","Multiple combinations, check manufacturer compatibility",10.3,45000,29400,"Yes"]
[7425274,null,"GREE","HMSV-A-CB-O","GMV-48WL/A-T(U)","Non-Ducted Indoor Units","Multiple combinations, check manufacturer compatibility",9,52500,31600]
[7425275,null,"GREE","HMSV-A-CB","GMV-48WL/A-T(U)","Ducted Indoor Units","Multiple combinations, check manufacturer compatibility",9,52500,32000,"Yes"]
[8654210,null,"GREE","HMSV-A-CB","GMV-48WL/B-T(U)","Ducted Indoor Units","Multiple combinations, check manufacturer compatibility",10.199999999999999,54000,38000,"Yes"]
[8654211,null,"GREE","HMSV-A-CB-O","GMV-48WL/B-T(U)","Non-Ducted Indoor Units","Multiple combinations, check manufacturer compatibility",11,54000,38000]
[8654212,null,"GREE","HMSV-A-CB","GMV-48WL/B-T(U)","Mixed Ducted and Non-Ducted Indoor Units","Multiple combinations, check manufacturer compatibility",10.6,54000,38000]
[9342251,null,"GREE","HMSV-A-CB-O","GMV-HY36WLT/A-T(U)","Non-Ducted Indoor Units","Multiple combinations, check manufacturer compatibility",11,45000,41000]
[9409574,null,"GREE","HMSV-A-CB","GMV-HY36WLT/A-T(U)","Ducted Indoor Units","Multiple combinations, check manufacturer compatibility",10,45000,41000,"Yes"]
[9410049,null,"GREE","HMSV-A-CB","GMV-HY36WLT/A-T(U)","Mixed Ducted and Non-Ducted Indoor Units","Multiple combinations, check manufacturer compatibility",10.5,45000,41000]
[9410053,null,"GREE","HMSV-A-CB","GMV-HY48WLT/A-T(U)","Mixed Ducted and Non-Ducted Indoor Units","Multiple combinations, check manufacturer compatibility",10.5,54000,35000]
[9410050,null,"GREE","HMSV-A-CB-O","GMV-HY48WLT/A-T(U)","Non-Ducted Indoor Units","Multiple combinations, check manufacturer compatibility",11,54000,35000]
[9410052,null,"GREE","HMSV-A-CB","GMV-HY48WLT/A-T(U)","Ducted Indoor Units","Multiple combinations, check manufacturer compatibility",10,54000,35000,"Yes"]
[202515509,null,"GREE","HMSV-A-CB","GMV-Y36WL/A-T(U)","Ducted Indoor Units","Multiple combinations, check manufacturer compatibility",9,42000,25000,"Yes"]
[202519340,null,"GREE","HMSV-A-CB","GMV-Y48WL/A-T(U)","Ducted Indoor Units","Multiple combinations, check manufacturer compatibility",9,54000,33000,"Yes"]
[202519342,null,"GREE","HMSV-A-CB","GMV-Y60WL/A-T(U)","Ducted Indoor Units","Multiple combinations, check manufacturer compatibility",9,60000,35000,"Yes"]
[10333039,null,"GREE","HRCU-A-CB","GUHD18ND3F1O","Mini-Splits","GFH18D3F2I",9,19100,12500]
[10333041,null,"GREE","HRCU-A-CB","GUHD18ND3F1O","Mini-Splits","GFH18D3F3I",9,19100,12500]
[7280492,null,"GREE","HRCU-A-CB","GUHD18ND3FO","Mini-Splits","GFH18D3FI",9.5,18800,10900,"Yes"]
[7280496,null,"GREE","HRCU-A-CB-O","GUHD18ND3FO","Mini-Splits","GKH18D3FI",9,18400,9900]
[7280495,null,"GREE","HRCU-A-CB-O","GUHD18ND3FO","Mini-Splits","GTH18D3FI",9.5,19100,10900]
[9962506,null,"GREE","HRCU-A-CB","GUHD24ND3F1O","Mini-Splits","GFH24D3F2I",9,27200,16500]
[9962507,null,"GREE","HRCU-A-CB","GUHD24ND3F1O","Mini-Splits","GFH24D3F3I",9,27200,16500]
[7280499,null,"GREE","HRCU-A-CB","GUHD24ND3FO","Mini-Splits","GFH24D3FI",10,27200,16700,"Yes"]
[7280497,null,"GREE","HRCU-A-CB-O","GUHD24ND3FO","Mini-Splits","GKH24D3FI",10,27200,15700,"Yes"]
[7280498,null,"GREE","HRCU-A-CB-O","GUHD24ND3FO","Mini-Splits","GTH24D3FI",10,27200,15700,"Yes"]
[10338141,null,"GREE","HRCU-A-CB","GUHD30ND3F1O","Mini-Splits","GFH30D3F2I",9,31200,17500]
[10338142,null,"GREE","HRCU-A-CB","GUHD30ND3F1O","Mini-Splits","GFH30D3F3I",9,31200,17500]
[7280500,null,"GREE","HRCU-A-CB","GUHD30ND3FO","Mini-Splits","GFH30D3FI",9,31200,16700,"Yes"]
[7280501,null,"GREE","HRCU-A-CB-O","GUHD30ND3FO","Mini-Splits","GKH30D3FI",9,31200,16700]
[7280502,null,"GREE","HRCU-A-CB-O","GUHD30ND3FO","Mini-Splits","GTH30D3FI",9,31200,18000]
[10338146,null,"GREE","HRCU-A-CB","GUHD36ND3F1O","Mini-Splits","GFH36D3F2I",9,41000,29400]
[10338147,null,"GREE","HRCU-A-CB","GUHD36ND3F1O","Mini-Splits","GFH36D3F3I",9,41000,29400]
[7280508,null,"GREE","HRCU-A-CB","GUHD36ND3FO","Mini-Splits","GFH36D3FI",9,41000,24600,"Yes"]
[7280505,null,"GREE","HRCU-A-CB-O","GUHD36ND3FO","Mini-Splits","GKH36D3FI",9,41000,23400]
[7280503,null,"GREE","HRCU-A-CB-O","GUHD36ND3FO","Mini-Splits","GTH36D3FI",9,41000,23400]
[10338152,null,"GREE","HRCU-A-CB","GUHD42ND3F1O","Mini-Splits","GFH42D3F2I",9,47000,28600]
[10338154,null,"GREE","HRCU-A-CB","GUHD42ND3F1O","Mini-Splits","GFH42D3F3I",9,47000,28600]
[7280511,null,"GREE","HRCU-A-CB","GUHD42ND3FO","Mini-Splits","GFH42D3FI",9,44000,24800,"Yes"]
[7280514,null,"GREE","HRCU-A-CB-O","GUHD42ND3FO","Mini-Splits","GKH42D3FI",9,44000,24400]
[7280517,null,"GREE","HRCU-A-CB-O","GUHD42ND3FO","Mini-Splits","GTH42D3FI",9,44000,24800]
[10338149,null,"GREE","HRCU-A-CB","GUHD48ND3F1O","Mini-Splits","GFH48D3F2I",9,51000,33000]
[10338150,null,"GREE","HRCU-A-CB","GUHD48ND3F1O","Mini-Splits","GFH48D3F3I",9,51000,33000]
[7280525,null,"GREE","HRCU-A-CB","GUHD48ND3FO","Mini-Splits","GFH48D3FI",9,54500,30600,"Yes"]
[7280523,null,"GREE","HRCU-A-CB-O","GUHD48ND3FO","Mini-Splits","GKH48D3FI",9,54500,27600]
[7280520,null,"GREE","HRCU-A-CB-O","GUHD48ND3FO","Mini-Splits","GTH48D3FI",9,54500,28600]
[203005871,null,"GREE","HRCU-A-CB-O","GWH07QC-D3DNA1D/O","Mini-Splits","GWH07QC-D3DN***/I",10.5,7000,4800]
[204325176,null,"GREE","HRCU-A-CB-O","GWH09ACD-D3DNA1A/O","Mini-Splits","GWH09AAD-D3DN***/I",15,9000,5600,"Yes"]
[10318077,null,"GREE","HRCU-A-CB-O","GWH09ACD-D3DNA1A/O","Mini-Splits","GWH09ACD-D3DN***/I",15,9000,5600]
[202360989,null,"GREE","HRCU-A-CB-O","GWH09ACD-D3DNA1A/O","Mini-Splits","GWH09QD-D3DN***/I",15,9000,5600]
[202373830,null,"GREE","HRCU-A-CB-O","GWH09ACD-D3DNA1A/O","Mini-Splits","GWH09YD-D3DN***/I",15,9000,5600]
[204101248,null,"GREE","HRCU-A-CB-O","GWH09AFC-D3DNA1A/O","Mini-Splits","GWH09AFC-D3DN***/I",9,10000,6200]
[204344204,null,"GREE","HRCU-A-CB-O","GWH09AFC-D3DNA1A/O","Mini-Splits","GWH09QC-D3DN***/I",9,10000,6200]
[10096637,null,"GREE","HRCU-A-CB-O","GWH09MA-D3DNA1A/O","Mini-Splits","GWH09MA-D3DN***/I",9.8000000000000007,9500,5400]
[10255975,null,"GREE","HRCU-A-CB-O","GWH09MB-A3DNA3C/O","Mini-Splits","GWH09MB-A3DN**C/I",9.8000000000000007,9500,5600]
[10096635,null,"GREE","HRCU-A-CB-O","GWH09MB-D3DNA3D/O","Mini-Splits","GWH09MB-D3DN**D/I",9.1999999999999993,9800,5500]
[10099423,null,"GREE","HRCU-A-CB-O","GWH09QB-A3DNA5K/O","Mini-Splits","GWH09QB-A3DN***/I",9,9500,5400]
[8000861,null,"GREE","HRCU-A-CB-O","GWH09QB-A3DNA6E/O","Mini-Splits","GWH09QB-A3DN***/I",9,9600,5400]
[10097742,null,"GREE","HRCU-A-CB-O","GWH09QB-D3DNA5K/O","Mini-Splits","GWH09QB-D3DN***/I",9,9500,5800]
[7201803,null,"GREE","HRCU-A-CB-O","GWH09QB-D3DNA6E/O","Mini-Splits","GWH09QB-D3DN***/I",9,9500,5600]
[204893024,null,"GREE","HRCU-A-CB-O","GWH09QB-D3DNB2J/O","Mini-Splits","GWH09QB-D3DN***/I",9,9500,5600]
[10099435,null,"GREE","HRCU-A-CB-O","GWH09QB-D3DNC6A/O","Mini-Splits","GWH09QB-D3DN***/I",9,9500,5600]
[10570125,null,"GREE","HRCU-A-CB-O","GWH09QB-D3DNC6L/O","Mini-Splits","GWH09QB-D3DN***/I",10.199999999999999,10000,5800]
[7091967,null,"GREE","HRCU-A-CB-O","GWH09QC-A3DNA1D/O","Mini-Splits","GWH09QC-A3DN***/I",10.5,9900,6100,"Yes"]
[8718579,null,"GREE","HRCU-A-CB-O","GWH09QC-A3DNA1D/O","Mini-Splits","GWH09ZC-A3DN***/I",10.5,9900,6100]
[7091970,null,"GREE","HRCU-A-CB-O","GWH09QC-D3DNA1D/O","Mini-Splits","GWH09QC-D3DN***/I",10.5,11000,6800,"Yes"]
[8718580,null,"GREE","HRCU-A-CB-O","GWH09QC-D3DNA1D/O","Mini-Splits","GWH09ZC-D3DN***/I",10.5,11000,6800]
[203300062,null,"GREE","HRCU-A-CB-O","GWH09QC-D3DNC4K/O","Mini-Splits","GWH09QC-D3DN***/I",10.5,11000,6800]
[202448109,null,"GREE","HRCU-A-CB-O","GWH09QC-D3DNC4K/O","Mini-Splits","GWH09QC-D3DNC4K/I",10.5,11000,6800]
[202557775,null,"GREE","HRCU-A-CB-O","GWH09QC-D3DNC6N/O","Mini-Splits","GWH09QC-D3DN***/I",10.5,11000,6800]
[5080501,null,"GREE","HRCU-A-CB-O","GWH09TB-D3DNA1A/O","Mini-Splits","GWH09TB-D3DN***/I",10,9800,5800]
[5514487,null,"GREE","HRCU-A-CB-O","GWH09UB-D3DNA1A/O","Mini-Splits","GWH09UB-D3DN***/I",9,9800,5800]
[7201805,null,"GREE","HRCU-A-CB-O","GWH09UC-D3DNA4A/O","Mini-Splits","GWH09UC-D3DN***/I",10.3,9000,5500]
[7607465,null,"GREE","HRCU-A-CB-O","GWH09UC-D3DNA4C/O","Mini-Splits","GWH09UC-D3DN***/I",10.5,9000,5500,"Yes"]
[9944775,null,"GREE","HRCU-A-CB-O","GWH09YD-D3DNA1A/O","Mini-Splits","GWH09AAD-D3DN***/I",15,9000,5600,"Yes"]
[9102028,null,"GREE","HRCU-A-CB-O","GWH09YD-D3DNA1A/O","Mini-Splits","GWH09QD-D3DN***/I",15,9000,5600]
[9011287,null,"GREE","HRCU-A-CB-O","GWH09ZB-A3DNA2A/O","Mini-Splits","GWH09ZB-A3DN***/I",9,9600,5400]
[9114289,null,"GREE","HRCU-A-CB-O","GWH09ZB-D3DNA2A/O","Mini-Splits","GWH09ZB-D3DNA2A/I",9,9500,5600]
[203928932,null,"GREE","HRCU-A-CB-O","GWH12AFC-D3DNA1A/O","Mini-Splits","GWH12AFC-D3DN***/I",9.1,13000,6800]
[204344205,null,"GREE","HRCU-A-CB-O","GWH12AFC-D3DNA1A/O","Mini-Splits","GWH12QC-D3DN***/I",9.1,13000,6800]
[7116989,null,"GREE","HRCU-A-CB-O","GWH12MB-A3DNA3C/O","Mini-Splits","GWH12MB-A3DN***/I",9.6,13000,7900]
[4607277,null,"GREE","HRCU-A-CB-O","GWH12MB-D3DNA1A/O","Mini-Splits","GWH12MB-D3DN**A/I",9.6,13000,7500]
[5069745,null,"GREE","HRCU-A-CB-O","GWH12MB-D3DNA3D/O","Mini-Splits","GWH12MB-D3DN***/I",9.1999999999999993,13000,7600]
[4627673,null,"GREE","HRCU-A-CB-O","GWH12MB-D3DNA4C/O","Mini-Splits","GWH12MB-D3DN**C/I",9.6,13000,7500]
[7871278,null,"GREE","HRCU-A-CB-O","GWH12MB-D3DNA8G/O","Mini-Splits","GWH12MB-D3DN***/I",9.1999999999999993,13000,7600]
[7091968,null,"GREE","HRCU-A-CB-O","GWH12QC-A3DNA1D/O","Mini-Splits","GWH12QC-A3DN***/I",10.199999999999999,12200,6800,"Yes"]
[8718581,null,"GREE","HRCU-A-CB-O","GWH12QC-A3DNA1D/O","Mini-Splits","GWH12ZC-A3DN***/I",10.199999999999999,12200,6800]
[9964799,null,"GREE","HRCU-A-CB-O","GWH12QC-A3DNA5K/O","Mini-Splits","GWH12QC-A3DN***/I",9,13000,7500]
[8000862,null,"GREE","HRCU-A-CB-O","GWH12QC-A3DNA6E/O","Mini-Splits","GWH12QC-A3DN***/I",9,13000,7600]
[7091971,null,"GREE","HRCU-A-CB-O","GWH12QC-D3DNA1D/O","Mini-Splits","GWH12QC-D3DN***/I",11,13000,7100,"Yes"]
[8718582,null,"GREE","HRCU-A-CB-O","GWH12QC-D3DNA1D/O","Mini-Splits","GWH12ZC-D3DN***/I",10.1,13000,7100]
[9967421,null,"GREE","HRCU-A-CB-O","GWH12QC-D3DNA5K/O","Mini-Splits","GWH12QC-D3DN***/I",9,13000,7500]
[7201804,null,"GREE","HRCU-A-CB-O","GWH12QC-D3DNA6E/O","Mini-Splits","GWH12QC-D3DN***/I",9,13000,7700]
[8929886,null,"GREE","HRCU-A-CB-O","GWH12QC-D3DNA6H/O","Mini-Splits","GWH12QC-D3DN***/I",9,13000,7500]
[204893025,null,"GREE","HRCU-A-CB-O","GWH12QC-D3DNB2M/O","Mini-Splits","GWH12QC-D3DN***/I",9,13000,7400]
[203300063,null,"GREE","HRCU-A-CB-O","GWH12QC-D3DNC4P/O","Mini-Splits","GWH12QC-D3DN***/I",11,13000,7100]
[202443083,null,"GREE","HRCU-A-CB-O","GWH12QC-D3DNC4P/O","Mini-Splits","GWH12QC-D3DNC4P/I",11,13000,7100]
[10097741,null,"GREE","HRCU-A-CB-O","GWH12QC-D3DNC6A/O","Mini-Splits","GWH12QC-D3DN***/I",9,13000,8100]
[10570126,null,"GREE","HRCU-A-CB-O","GWH12QC-D3DNC6L/O","Mini-Splits","GWH12QC-D3DN***/I",9.1999999999999993,12900,7500]
[202557781,null,"GREE","HRCU-A-CB-O","GWH12QC-D3DNC6Q/O","Mini-Splits","GWH12QC-D3DN***/I",10.199999999999999,13000,7100]
[5080502,null,"GREE","HRCU-A-CB-O","GWH12TB-D3DNA1A/O","Mini-Splits","GWH12TB-D3DN***/I",10,13000,8000]
[5514488,null,"GREE","HRCU-A-CB-O","GWH12UB-D3DNA1A/O","Mini-Splits","GWH12UB-D3DN***/I",9,13000,7000]
[7201806,null,"GREE","HRCU-A-CB-O","GWH12UC-D3DNA4A/O","Mini-Splits","GWH12UC-D3DN***/I",10.3,13000,8500]
[7607467,null,"GREE","HRCU-A-CB-O","GWH12UC-D3DNA4C/O","Mini-Splits","GWH12UC-D3DN***/I",10.5,13000,8500,"Yes"]
[9944776,null,"GREE","HRCU-A-CB-O","GWH12YD-D3DNA1A/O","Mini-Splits","GWH12AAD-D3DN***/I",14,12200,8100,"Yes"]
[10318078,null,"GREE","HRCU-A-CB-O","GWH12YD-D3DNA1A/O","Mini-Splits","GWH12ACD-D3DN***/I",14,12200,8100]
[9116197,null,"GREE","HRCU-A-CB-O","GWH12YD-D3DNA1A/O","Mini-Splits","GWH12QD-D3DN***/I",14,12200,8100]
[9116196,null,"GREE","HRCU-A-CB-O","GWH12YD-D3DNA1A/O","Mini-Splits","GWH12YD-D3DN***/I",14,12200,8100]
[9114278,null,"GREE","HRCU-A-CB-O","GWH12ZC-A3DNA2A/O","Mini-Splits","GWH12ZC-A3DNA2A/I",9,13000,7600]
[9114279,null,"GREE","HRCU-A-CB-O","GWH12ZC-D3DNA2A/O","Mini-Splits","GWH12ZC-D3DNA2A/I",9,13000,7700]
[10146838,null,"GREE","HRCU-A-CB-O","GWH15QD-D3DNA5G/O","Mini-Splits","GWH15QD-D3DN***/I",11,16000,10300,"Yes"]
[204673170,null,"GREE","HRCU-A-CB-O","GWH18AFD-D3DNA1A/O","Mini-Splits","GWH18AFD-D3DN***/I",9.8000000000000007,18000,10600]
[204665165,null,"GREE","HRCU-A-CB-O","GWH18AFD-D3DNA1A/O","Mini-Splits","GWH18AFD-D3DNA1A/I",9.8000000000000007,18000,10600]
[205092324,null,"GREE","HRCU-A-CB-O","GWH18AFD-D3DNA1A/O","Mini-Splits","GWH18QD-D3DN***/I",9.8000000000000007,18000,10600]
[5077217,null,"GREE","HRCU-A-CB-O","GWH18MC-D3DNA3D/O","Mini-Splits","GWH18MC-D3DN***/I",10,19800,12700]
[8000865,null,"GREE","HRCU-A-CB-O","GWH18MC-D3DNA8G/O","Mini-Splits","GWH18MC-D3DN***/I",10,19800,12500]
[8993394,null,"GREE","HRCU-A-CB-O","GWH18MC-D3DNC5E/O","Mini-Splits","GWH18MC-D3DN***/I",10,19800,12800]
[6752564,null,"GREE","HRCU-A-CB-O","GWH18MC-D3DNC9K/O","Mini-Splits","GWH18MC-D3DN***/I",9,19000,11500]
[8247047,null,"GREE","HRCU-A-CB-O","GWH18MC-D3DNC9K/O","Mini-Splits","GWH18RC-D3DN***/I",9,19000,11500]
[7091969,null,"GREE","HRCU-A-CB-O","GWH18QD-D3DNA1D/O","Mini-Splits","GWH18QD-D3DN***/I",9,19800,12000]
[8000864,null,"GREE","HRCU-A-CB-O","GWH18QD-D3DNA1G/O","Mini-Splits","GWH18QD-D3DN***/I",10.5,19800,12400,"Yes"]
[8718574,null,"GREE","HRCU-A-CB-O","GWH18QD-D3DNA1G/O","Mini-Splits","GWH18ZD-D3DN***/I",10,19800,12400]
[10029062,null,"GREE","HRCU-A-CB-O","GWH18QD-D3DNA5K/O","Mini-Splits","GWH18QD-D3DN**K/I",9,19800,11300]
[7280473,null,"GREE","HRCU-A-CB-O","GWH18QD-D3DNA6E/O","Mini-Splits","GWH18QD-D3DN***/I",9,19000,12000]
[204893027,null,"GREE","HRCU-A-CB-O","GWH18QD-D3DNB2L/O","Mini-Splits","GWH18QD-D3DN***/I",9,18000,10300]
[202373836,null,"GREE","HRCU-A-CB-O","GWH18QD-D3DNC4K/O","Mini-Splits","GWH18QD-D3DN***/I",10.7,19800,12400]
[10097739,null,"GREE","HRCU-A-CB-O","GWH18QD-D3DNC6A/O","Mini-Splits","GWH18QD-D3DN***/I",9,19000,12100]
[10594385,null,"GREE","HRCU-A-CB-O","GWH18QD-D3DNC6L/O","Mini-Splits","GWH18QD-D3DN***/I",9.1999999999999993,20000,11600]
[202557957,null,"GREE","HRCU-A-CB-O","GWH18QD-D3DNC6N/O","Mini-Splits","GWH18QD-D3DN***/I",10.7,19800,12400]
[5080503,null,"GREE","HRCU-A-CB-O","GWH18TC-D3DNA1A/O","Mini-Splits","GWH18TC-D3DN***/I",9.8000000000000007,19000,12000]
[6994654,null,"GREE","HRCU-A-CB-O","GWH18TC-D3DNA1D/O","Mini-Splits","GWH18TC-D3DN***/I",10,19000,12100]
[7201807,null,"GREE","HRCU-A-CB-O","GWH18UC-D3DNA4A/O","Mini-Splits","GWH18UC-D3DN***/I",10.3,19000,12700]
[7607469,null,"GREE","HRCU-A-CB-O","GWH18UC-D3DNA4C/O","Mini-Splits","GWH18UC-D3DN***/I",10.5,19000,12700,"Yes"]
[9114294,null,"GREE","HRCU-A-CB-O","GWH18YE-D3DNA1A/O","Mini-Splits","GWH18AAE-D3DN***/I",12,18000,14200,"Yes"]
[10318079,null,"GREE","HRCU-A-CB-O","GWH18YE-D3DNA1A/O","Mini-Splits","GWH18ACE-D3DN***/I",12,18000,14200]
[9102074,null,"GREE","HRCU-A-CB-O","GWH18YE-D3DNA1A/O","Mini-Splits","GWH18QE-D3DN***/I",12,18000,14200]
[9102073,null,"GREE","HRCU-A-CB-O","GWH18YE-D3DNA1A/O","Mini-Splits","GWH18YE-D3DN***/I",12,18000,14200]
[8992687,null,"GREE","HRCU-A-CB-O","GWH18ZD-D3DNA2E/O","Mini-Splits","GWH18ZD-D3DN***/I",9,19000,12000]
[203989083,null,"GREE","HRCU-A-CB-O","GWH24AFE-D3DNA1A/O","Mini-Splits"," GWH24AFE-D3DN**A/I",10,24000,15000]
[204344206,null,"GREE","HRCU-A-CB-O","GWH24AFE-D3DNA1A/O","Mini-Splits","GWH24QE-D3DN***/I",10,24000,15000]
[4614511,null,"GREE","HRCU-A-CB-O","GWH24MD-D3DNA1A/O","Mini-Splits","GWH24MD-D3DN**A/I",10.199999999999999,26000,16000]
[9085358,null,"GREE","HRCU-A-CB-O","GWH24MD-D3DNA3C/O","Mini-Splits","GWH24MD-D3DN***/I",10,23000,14000]
[5077218,null,"GREE","HRCU-A-CB-O","GWH24MD-D3DNA3D/O","Mini-Splits","GWH24MD-D3DN***/I",10,23000,15000]
[8000866,null,"GREE","HRCU-A-CB-O","GWH24MD-D3DNA8G/O","Mini-Splits","GWH24MD-D3DN***/I",10,23000,14400]
[7070719,null,"GREE","HRCU-A-CB-O","GWH24QE-D3DNA1D/O","Mini-Splits","GWH24QE-D3DN***/I",10,23000,14600,"Yes"]
[10013767,null,"GREE","HRCU-A-CB-O","GWH24QE-D3DNA5K/O","Mini-Splits","GWH24QE-D3DN***/I",10,24000,16000]
[7280470,null,"GREE","HRCU-A-CB-O","GWH24QE-D3DNA6E/O","Mini-Splits","GWH24QE-D3DN***/I",9,23000,13500]
[9011289,null,"GREE","HRCU-A-CB-O","GWH24QE-D3DNA6E/O","Mini-Splits","GWH24ZE-D3DN***/I",9,23000,13500]
[204893199,null,"GREE","HRCU-A-CB-O","GWH24QE-D3DNB2R/O","Mini-Splits","GWH24QE-D3DN***/I",10,24000,15000]
[202373835,null,"GREE","HRCU-A-CB-O","GWH24QE-D3DNC4P/O","Mini-Splits","GWH24QE-D3DN***/I ",10.199999999999999,23000,14600]
[10097740,null,"GREE","HRCU-A-CB-O","GWH24QE-D3DNC6A/O","Mini-Splits","GWH24QE-D3DN***/I",9,23200,13600]
[10594386,null,"GREE","HRCU-A-CB-O","GWH24QE-D3DNC6O/O","Mini-Splits","GWH24QE-D3DN***/I",10.5,25000,16000]
[202557958,null,"GREE","HRCU-A-CB-O","GWH24QE-D3DNC6Q/O","Mini-Splits","GWH24QE-D3DN***/I ",10.199999999999999,23000,14600]
[10512334,null,"GREE","HRCU-A-CB-O","GWH24TD-D3DNA1A/O","Mini-Splits","GWH24TD-D3DNA**/I",10,25000,15300]
[6994653,null,"GREE","HRCU-A-CB-O","GWH24TD-D3DNA1D/O","Mini-Splits","GWH24TD-D3DN***/I",10,25000,15300]
[9123256,null,"GREE","HRCU-A-CB-O","GWH24YE-D3DNA1A/O","Mini-Splits","GWH24AAE-D3DN***/I",12,24000,15500,"Yes"]
[10203163,null,"GREE","HRCU-A-CB-O","GWH24YE-D3DNA1A/O","Mini-Splits","GWH24ACE-D3DN***/I",12,24000,15500]
[9102794,null,"GREE","HRCU-A-CB-O","GWH24YE-D3DNA1A/O","Mini-Splits","GWH24QE-D3DN***/I",12,24000,15500]
[9102793,null,"GREE","HRCU-A-CB-O","GWH24YE-D3DNA1A/O","Mini-Splits","GWH24YE-D3DN***/I",12,24000,15500]
[8718573,null,"GREE","HRCU-A-CB-O","GWH24ZE-D3DNA2D/O","Mini-Splits","GWH24ZE-D3DN***/I",10,23000,14600]
[7280475,null,"GREE","HRCU-A-CB-O","GWH30LB-D3DNA3G/O","Mini-Splits","GWH30LB-D3DN***/I",9,28400,19200]
[8967195,null,"GREE","HRCU-A-CB-O","GWH30LB-D3DNA3G/O","Mini-Splits","GWH30QF-D3DN***/I",9,28400,19200]
[202585744,null,"GREE","HRCU-A-CB-O","GWH30LB-D3DNA8K/O","Mini-Splits","GWH30LB-D3DN***/I",9,28400,19200]
[203373088,null,"GREE","HRCU-A-CB-O","GWH30QF-D3DNB2I/O","Mini-Splits","GWH30QF-D3DN***/I",10.5,28800,28800]
[204915259,null,"GREE","HRCU-A-CB-O","GWH30QF-D3DNB2K/O","Mini-Splits","GWH30QF-D3DN**K/I",9,30000,16000]
[10096645,null,"GREE","HRCU-A-CB-O","GWH36LB-D3DNA3G/O","Mini-Splits","GWH36LB-D3D****/I",9,34600,20200]
[10096642,null,"GREE","HRCU-A-CB-O","GWH36LB-D3DNA3G/O","Mini-Splits","GWH36QF-D3D****/I",9,34600,20200]
[202703999,null,"GREE","HRCU-A-CB-O","GWH36LB-D3DNA8K/O","Mini-Splits","GWH36LB-D3DN***/I",9.1999999999999993,34600,20200]
[202557950,null,"GREE","HRCU-A-CB-O","GWH36QF-D3DNB2H/O","Mini-Splits","GWH36LB-D3DN***/I",9,34600,20200]
[9116199,null,"GREE","HRCU-A-CB-O","GWH36QF-D3DNB2H/O","Mini-Splits","GWH36QF-D3DN***/I",9,34600,20200]
[203373087,null,"GREE","HRCU-A-CB-O","GWH36QF-D3DNB2I/O","Mini-Splits","GWH36QF-D3DN***/I",10.5,34600,34600]
[202542740,null,"GREE","HRCU-A-CB-O","GWH36QF-D3DNB2J/O","Mini-Splits","GWH36QF-D3DN***/I",9,34600,20200]
[205287679,null,"GREE","HRCU-A-CB-O","GWH36QF-D3DNB2O/O","Mini-Splits","GWH36QF-D3DN***/I",9,34600,22600]
[8785403,null,"GREE","HMSV-A-CB","GWHD(18)ND3EO","Mixed Ducted and Non-Ducted Indoor Units","Multiple combinations, check manufacturer compatibility",9,19000,12300]
[7065026,null,"GREE","HMSV-A-CB-O","GWHD(18)ND3EO","Non-Ducted Indoor Units","Multiple combinations, check manufacturer compatibility",9,19000,12300]
[8331779,null,"GREE","HMSV-A-CB","GWHD(18)ND3EO","Ducted Indoor Units","Multiple combinations, check manufacturer compatibility",9,19000,12300]
[9045929,null,"GREE","HMSV-A-CB-O","GWHD(18)ND3FO","Non-Ducted Indoor Units","Multiple combinations, check manufacturer compatibility",10,19000,12800]
[9921900,null,"GREE","HMSV-A-CB","GWHD(18)ND3GO","Mixed Ducted and Non-Ducted Indoor Units","Multiple combinations, check manufacturer compatibility",9.75,19000,12100]
[9084224,null,"GREE","HMSV-A-CB-O","GWHD(18)ND3GO","Non-Ducted Indoor Units","Multiple combinations, check manufacturer compatibility",11,19000,12800,"Yes"]
[202557960,null,"GREE","HRCU-A-CB-O","GWHD(18)ND3JO","Non-Ducted Indoor Units","Multiple combinations, check manufacturer compatibility",10.5,21000,17000]
[8785404,null,"GREE","HMSV-A-CB","GWHD(24)ND3EO","Mixed Ducted and Non-Ducted Indoor Units","Multiple combinations, check manufacturer compatibility",9.6,29000,17800]
[7065025,null,"GREE","HMSV-A-CB-O","GWHD(24)ND3EO","Non-Ducted Indoor Units","Multiple combinations, check manufacturer compatibility",10.199999999999999,29000,17800]
[8330171,null,"GREE","HMSV-A-CB","GWHD(24)ND3EO","Ducted Indoor Units","Multiple combinations, check manufacturer compatibility",9,29000,17800]
[7793596,null,"GREE","HMSV-A-CB-O","GWHD(24)ND3EO(C)","Non-Ducted Indoor Units","Multiple combinations, check manufacturer compatibility",9,29000,19000]
[9057062,null,"GREE","HMSV-A-CB-O","GWHD(24)ND3FO","Non-Ducted Indoor Units","Multiple combinations, check manufacturer compatibility",10.199999999999999,28000,16800]
[9921964,null,"GREE","HMSV-A-CB","GWHD(24)ND3GO","Mixed Ducted and Non-Ducted Indoor Units","Multiple combinations, check manufacturer compatibility",9.75,26000,15700]
[9084225,null,"GREE","HMSV-A-CB-O","GWHD(24)ND3GO","Non-Ducted Indoor Units","Multiple combinations, check manufacturer compatibility",11,26000,16600,"Yes"]
[204630890,null,"GREE","HRCU-A-CB","GWHD(24)ND3JO","Ducted Indoor Units","Multiple combinations, check manufacturer compatibility",9,26000,18900]
[204664392,null,"GREE","HRCU-A-CB","GWHD(24)ND3JO","Mixed Ducted and Non-Ducted Indoor Units","Multiple combinations, check manufacturer compatibility",9.75,26000,18400]
[202557961,null,"GREE","HMSV-A-CB-O","GWHD(24)ND3JO","Non-Ducted Indoor Units","Multiple combinations, check manufacturer compatibility",10.5,26000,17900,"Yes"]
[8106191,null,"GREE","HMSV-A-CB","GWHD(30)ND3EO","Ducted Indoor Units","Multiple combinations, check manufacturer compatibility",9.8000000000000007,32000,19800]
[7038128,null,"GREE","HMSV-A-CB-O","GWHD(30)ND3EO","Non-Ducted Indoor Units","Multiple combinations, check manufacturer compatibility",10.199999999999999,31600,19400]
[9045930,null,"GREE","HMSV-A-CB-O","GWHD(30)ND3FO","Non-Ducted Indoor Units","Multiple combinations, check manufacturer compatibility",10.5,31000,18000]
[9921965,null,"GREE","HMSV-A-CB","GWHD(30)ND3GO","Mixed Ducted and Non-Ducted Indoor Units","Multiple combinations, check manufacturer compatibility",10,30000,17100]
[9084226,null,"GREE","HMSV-A-CB-O","GWHD(30)ND3GO","Non-Ducted Indoor Units","Multiple combinations, check manufacturer compatibility",11.5,30000,18000,"Yes"]
[8106189,null,"GREE","HMSV-A-CB","GWHD(36)ND3EO","Ducted Indoor Units","Multiple combinations, check manufacturer compatibility",9.9,43500,25000]
[7038127,null,"GREE","HMSV-A-CB-O","GWHD(36)ND3EO","Non-Ducted Indoor Units","Multiple combinations, check manufacturer compatibility",10.199999999999999,42500,24800]
[7793594,null,"GREE","HMSV-A-CB-O","GWHD(36)ND3EO(C)","Non-Ducted Indoor Units","Multiple combinations, check manufacturer compatibility",9,42500,27000]
[9057063,null,"GREE","HMSV-A-CB-O","GWHD(36)ND3FO","Non-Ducted Indoor Units","Multiple combinations, check manufacturer compatibility",10.5,42000,27000]
[9921966,null,"GREE","HMSV-A-CB","GWHD(36)ND3GO","Mixed Ducted and Non-Ducted Indoor Units","Multiple combinations, check manufacturer compatibility",10,42500,15000]
[9084227,null,"GREE","HMSV-A-CB-O","GWHD(36)ND3GO","Non-Ducted Indoor Units","Multiple combinations, check manufacturer compatibility",11.5,42500,20000,"Yes"]
[204630891,null,"GREE","HRCU-A-CB","GWHD(36)ND3JO","Ducted Indoor Units","Multiple combinations, check manufacturer compatibility",9,36000,29200]
[204664393,null,"GREE","HRCU-A-CB","GWHD(36)ND3JO","Mixed Ducted and Non-Ducted Indoor Units","Multiple combinations, check manufacturer compatibility",9.5,36000,29000]
[202557962,null,"GREE","HMSV-A-CB-O","GWHD(36)ND3JO","Non-Ducted Indoor Units","Multiple combinations, check manufacturer compatibility",10,36000,29000]
[8106188,null,"GREE","HMSV-A-CB","GWHD(42)ND3EO","Ducted Indoor Units","Multiple combinations, check manufacturer compatibility",9.6,46500,28000]
[7017642,null,"GREE","HMSV-A-CB-O","GWHD(42)ND3EO","Non-Ducted Indoor Units","Multiple combinations, check manufacturer compatibility",10.199999999999999,45000,29000,"Yes"]
[9965375,null,"GREE","HMSV-A-CB","GWHD(42)ND3EO","Mixed Ducted and Non-Ducted Indoor Units","Multiple combinations, check manufacturer compatibility",9.9,45500,28400]
[7793593,null,"GREE","HMSV-A-CB-O","GWHD(42)ND3EO(C)","Non-Ducted Indoor Units","Multiple combinations, check manufacturer compatibility",9,45000,28000]
[9045931,null,"GREE","HMSV-A-CB-O","GWHD(42)ND3FO","Non-Ducted Indoor Units","Multiple combinations, check manufacturer compatibility",10.5,43000,25000]
[9058674,null,"GREE","HMSV-A-CB-O","GWHD(42)ND3HO","Non-Ducted Indoor Units","Multiple combinations, check manufacturer compatibility",10.199999999999999,45000,29000]
[204630892,null,"GREE","HRCU-A-CB","GWHD(42)ND3JO","Ducted Indoor Units","Multiple combinations, check manufacturer compatibility",9,42000,30800]
[204664394,null,"GREE","HRCU-A-CB","GWHD(42)ND3JO","Mixed Ducted and Non-Ducted Indoor Units","Multiple combinations, check manufacturer compatibility",9.5,42000,30400]
[202557963,null,"GREE","HMSV-A-CB-O","GWHD(42)ND3JO","Non-Ducted Indoor Units","Multiple combinations, check manufacturer compatibility",10,42000,30000]
[10399401,null,"GREE","HMSV-A-CB","GWHD(48S)HD3DO","Mixed Ducted and Non-Ducted Indoor Units","Multiple combinations, check manufacturer compatibility",10,54000,37400]
[10384787,null,"GREE","HMSV-A-CB-O","GWHD(48S)HD3DO","Non-Ducted Indoor Units","Multiple combinations, check manufacturer compatibility",10,54000,38000]
[10392955,null,"GREE","HMSV-A-CB","GWHD(48S)HD3DO","Ducted Indoor Units","Multiple combinations, check manufacturer compatibility",10,54000,37000]
[8779265,null,"GREE","HRCU-A-CB-O","LIVS09HP115V1AO","Mini-Splits","LIVS09HP115V1AH",9,9600,5400]
[10347127,null,"GREE","HRCU-A-CB-O","LIVS09HP115V1AO","Mini-Splits","LIVS09HP115V1BH",9,9600,5400]
[10347128,null,"GREE","HRCU-A-CB-O","LIVS09HP115V1BO","Mini-Splits","LIVS09HP115V1AH",9,9600,5400]
[9956322,null,"GREE","HRCU-A-CB-O","LIVS09HP115V1BO","Mini-Splits","LIVS09HP115V1BH",9,9600,5400]
[8787259,null,"GREE","HRCU-A-CB-O","LIVS09HP230V1AO","Mini-Splits","LIVS09HP230V1AH",9,9500,5600]
[10346394,null,"GREE","HRCU-A-CB-O","LIVS09HP230V1AO","Mini-Splits","LIVS09HP230V1BH",9,9500,5600]
[10346393,null,"GREE","HRCU-A-CB-O","LIVS09HP230V1BO","Mini-Splits","LIVS09HP230V1AH",9,9500,5600]
[9956325,null,"GREE","HRCU-A-CB-O","LIVS09HP230V1BO","Mini-Splits","LIVS09HP230V1BH",9,9500,5600]
[8779266,null,"GREE","HRCU-A-CB-O","LIVS12HP115V1AO","Mini-Splits","LIVS12HP115V1AH",9,13000,7600]
[10347130,null,"GREE","HRCU-A-CB-O","LIVS12HP115V1AO","Mini-Splits","LIVS12HP115V1BH",9,13000,7600]
[10347129,null,"GREE","HRCU-A-CB-O","LIVS12HP115V1BO","Mini-Splits","LIVS12HP115V1AH",9,13000,7600]
[9956323,null,"GREE","HRCU-A-CB-O","LIVS12HP115V1BO","Mini-Splits","LIVS12HP115V1BH",9,13000,7600]
[8783739,null,"GREE","HRCU-A-CB-O","LIVS12HP230V1AO","Mini-Splits","LIVS12HP230V1AH",9,13000,7700]
[10345676,null,"GREE","HRCU-A-CB-O","LIVS12HP230V1AO","Mini-Splits","LIVS12HP230V1BH",9,13000,8100]
[10345418,null,"GREE","HRCU-A-CB-O","LIVS12HP230V1BO","Mini-Splits","LIVS12HP230V1AH",9,13000,8100]
[9956324,null,"GREE","HRCU-A-CB-O","LIVS12HP230V1BO","Mini-Splits","LIVS12HP230V1BH",9,13000,7700]
[8783740,null,"GREE","HRCU-A-CB-O","LIVS18HP230V1AO","Mini-Splits","LIVS18HP230V1AH",9,19000,12000]
[10345811,null,"GREE","HRCU-A-CB-O","LIVS18HP230V1AO","Mini-Splits","LIVS18HP230V1BH",9,19000,12000]
[10346138,null,"GREE","HRCU-A-CB-O","LIVS18HP230V1BO","Mini-Splits","LIVS18HP230V1AH",9,19000,12000]
[9956326,null,"GREE","HRCU-A-CB-O","LIVS18HP230V1BO","Mini-Splits","LIVS18HP230V1BH",9,19000,12000]
[8783741,null,"GREE","HRCU-A-CB-O","LIVS24HP230V1AO","Mini-Splits","LIVS24HP230V1AH",9,23000,13500]
[10346396,null,"GREE","HRCU-A-CB-O","LIVS24HP230V1AO","Mini-Splits","LIVS24HP230V1BH",9,23000,13500]
[10346395,null,"GREE","HRCU-A-CB-O","LIVS24HP230V1BO","Mini-Splits","LIVS24HP230V1AH",9,23000,13500]
[9956336,null,"GREE","HRCU-A-CB-O","LIVS24HP230V1BO","Mini-Splits","LIVS24HP230V1BH",9,23000,13500]
[202865456,null,"GREE","HRCU-A-CB-O","LIVS36HP230V1CO","Mini-Splits","LIVS36HP230V1CH",9,34600,20200]
[205093060,null,"GREE","HRCU-A-CB-O","LIVV09HP230V1AO","Mini-Splits","LIVV09HP230V1AH",9,9500,5600]
[205093061,null,"GREE","HRCU-A-CB-O","LIVV12HP230V1AO","Mini-Splits","LIVV12HP230V1AH",9,13000,7400]
[205093062,null,"GREE","HRCU-A-CB-O","LIVV18HP230V1AO","Mini-Splits","LIVV18HP230V1AH",9,18000,10300]
[205093063,null,"GREE","HRCU-A-CB-O","LIVV24HP230V1AO","Mini-Splits","LIVV24HP230V1AH",10,24000,15000]
[205123814,null,"GREE","HRCU-A-CB-O","LIVV30HP230V1AO","Mini-Splits","LIVV30HP230V1AH",9,30000,16000]
[205291861,null,"GREE","HRCU-A-CB-O","LIVV36HP230V1AO","Mini-Splits","LIVV36HP230V1AH",9,34600,22600]
[203398512,null,"GREE","HRCU-A-CB-O","LIVX09HP115V1BO","Mini-Splits","LIVX09HP115V1BH",9,9500,5400]
[203398516,null,"GREE","HRCU-A-CB-O","LIVX09HP230V1BO","Mini-Splits","LIVX09HP230V1BH",9,9500,5800]
[203398515,null,"GREE","HRCU-A-CB-O","LIVX12HP115V1BO","Mini-Splits","LIVX12HP115V1BH",9,13000,7500]
[203398517,null,"GREE","HRCU-A-CB-O","LIVX12HP230V1BO","Mini-Splits","LIVX12HP230V1BH",9,13000,7500]
[203398518,null,"GREE","HRCU-A-CB-O","LIVX18HP230V1BO","Mini-Splits","LIVX18HP230V1BH",9,19800,11300]
[203398519,null,"GREE","HRCU-A-CB-O","LIVX24HP230V1BO","Mini-Splits","LIVX24HP230V1BH",10,24000,16000]
[8718569,null,"GREE","HMSV-A-CB-O","MULTI18HP230V1BO","Non-Ducted Indoor Units","Multiple combinations, check manufacturer compatibility",9,19000,12300]
[8739917,null,"GREE","HMSV-A-CB","MULTI18HP230V1BO","Ducted Indoor Units","Multiple combinations, check manufacturer compatibility",9,19000,12300]
[9958975,null,"GREE","HMSV-A-CB-O","MULTI18HP230V1CO","Non-Ducted Indoor Units","Multiple combinations, check manufacturer compatibility",11,19000,12800,"Yes"]
[9958976,null,"GREE","HMSV-A-CB","MULTI18HP230V1CO","Mixed Ducted and Non-Ducted Indoor Units","Multiple combinations, check manufacturer compatibility",9.75,19000,12100]
[8718570,null,"GREE","HMSV-A-CB-O","MULTI24HP230V1BO","Non-Ducted Indoor Units","Multiple combinations, check manufacturer compatibility",10.199999999999999,29000,17800]
[8739920,null,"GREE","HMSV-A-CB","MULTI24HP230V1BO","Ducted Indoor Units","Multiple combinations, check manufacturer compatibility",9,29000,17800]
[9956415,null,"GREE","HMSV-A-CB-O","MULTI24HP230V1CO","Non-Ducted Indoor Units","Multiple combinations, check manufacturer compatibility",11,26000,16600,"Yes"]
[9959010,null,"GREE","HMSV-A-CB","MULTI24HP230V1CO","Mixed Ducted and Non-Ducted Indoor Units","Multiple combinations, check manufacturer compatibility",9.75,26000,15700]
[8778971,null,"GREE","HMSV-A-CB-O","MULTI30HP230V1BO","Non-Ducted Indoor Units","Multiple combinations, check manufacturer compatibility",10.199999999999999,31600,19400]
[8778972,null,"GREE","HMSV-A-CB","MULTI30HP230V1BO","Ducted Indoor Units","Multiple combinations, check manufacturer compatibility",9.8000000000000007,32000,19800]
[9956416,null,"GREE","HMSV-A-CB-O","MULTI30HP230V1CO","Non-Ducted Indoor Units","Multiple combinations, check manufacturer compatibility",11.5,30000,18000,"Yes"]
[9959232,null,"GREE","HMSV-A-CB","MULTI30HP230V1CO","Mixed Ducted and Non-Ducted Indoor Units","Multiple combinations, check manufacturer compatibility",10,30000,17100]
[8778973,null,"GREE","HMSV-A-CB-O","MULTI36HP230V1BO","Non-Ducted Indoor Units","Multiple combinations, check manufacturer compatibility",10.199999999999999,42500,24800]
[8778974,null,"GREE","HMSV-A-CB","MULTI36HP230V1BO","Ducted Indoor Units","Multiple combinations, check manufacturer compatibility",9.9,43500,25000]
[9956417,null,"GREE","HMSV-A-CB-O","MULTI36HP230V1CO","Non-Ducted Indoor Units","Multiple combinations, check manufacturer compatibility",11.5,42500,20000,"Yes"]
[9959233,null,"GREE","HMSV-A-CB","MULTI36HP230V1CO","Mixed Ducted and Non-Ducted Indoor Units","Multiple combinations, check manufacturer compatibility",10,42500,15000]
[8778975,null,"GREE","HMSV-A-CB-O","MULTI42HP230V1BO","Non-Ducted Indoor Units","Multiple combinations, check manufacturer compatibility",10.199999999999999,45000,29000]
[8778976,null,"GREE","HMSV-A-CB","MULTI42HP230V1BO","Ducted Indoor Units","Multiple combinations, check manufacturer compatibility",9.6,46500,28000]
[9956418,null,"GREE","HMSV-A-CB-O","MULTI42HP230V1CO","Non-Ducted Indoor Units","Multiple combinations, check manufacturer compatibility",10.199999999999999,45000,29000,"Yes"]
[9956595,null,"GREE","HMSV-A-CB","MULTI42HP230V1CO","Ducted Indoor Units","Multiple combinations, check manufacturer compatibility",9.6,46500,28000]
[204631568,null,"GREE","HRCU-A-CB","MULTIU18HP230V1DO","Ducted Indoor Units","Multiple combinations, check manufacturer compatibility",9,21000,18100]
[204664395,null,"GREE","HRCU-A-CB","MULTIU18HP230V1DO","Mixed Ducted and Non-Ducted Indoor Units","Multiple combinations, check manufacturer compatibility",9.75,21000,17500]
[203989085,null,"GREE","HMSV-A-CB-O","MULTIU18HP230V1DO","Non-Ducted Indoor Units","Multiple combinations, check manufacturer compatibility",10.5,21000,17000,"Yes"]
[204630893,null,"GREE","HRCU-A-CB","MULTIU24HP230V1DO","Ducted Indoor Units","Multiple combinations, check manufacturer compatibility",9,26000,18900]
[204664396,null,"GREE","HRCU-A-CB","MULTIU24HP230V1DO","Mixed Ducted and Non-Ducted Indoor Units","Multiple combinations, check manufacturer compatibility",9.75,26000,18400]
[203989086,null,"GREE","HMSV-A-CB-O","MULTIU24HP230V1DO","Non-Ducted Indoor Units","Multiple combinations, check manufacturer compatibility",10.5,26000,17900,"Yes"]
[204630894,null,"GREE","HRCU-A-CB","MULTIU36HP230V1DO","Ducted Indoor Units","Multiple combinations, check manufacturer compatibility",9,36000,29200]
[204664397,null,"GREE","HRCU-A-CB","MULTIU36HP230V1DO","Mixed Ducted and Non-Ducted Indoor Units","Multiple combinations, check manufacturer compatibility",9.5,36000,29000]
[204288780,null,"GREE","HMSV-A-CB-O","MULTIU36HP230V1DO","Non-Ducted Indoor Units","Multiple combinations, check manufacturer compatibility",10,36000,29000]
[204630895,null,"GREE","HRCU-A-CB","MULTIU42HP230V1DO","Ducted Indoor Units","Multiple combinations, check manufacturer compatibility",9,42000,30800]
[204664398,null,"GREE","HRCU-A-CB","MULTIU42HP230V1DO","Mixed Ducted and Non-Ducted Indoor Units","Multiple combinations, check manufacturer compatibility",9.5,42000,30400]
[204288781,null,"GREE","HMSV-A-CB-O","MULTIU42HP230V1DO","Non-Ducted Indoor Units","Multiple combinations, check manufacturer compatibility",10,42000,30000]
[204630896,null,"GREE","HRCU-A-CB","MULTIU48HP230V1BO","Ducted Indoor Units","Multiple combinations, check manufacturer compatibility",10,54000,37000]
[204664399,null,"GREE","HRCU-A-CB","MULTIU48HP230V1BO","Mixed Ducted and Non-Ducted Indoor Units","Multiple combinations, check manufacturer compatibility",10,54000,37400]
[203991158,null,"GREE","HMSV-A-CB-O","MULTIU48HP230V1BO","Non-Ducted Indoor Units","Multiple combinations, check manufacturer compatibility",10,54000,38000,"Yes"]
[7181271,null,"GREE","HRCU-A-CB-O","NEO09HP115V1AO","Mini-Splits","NEO09HP115V1AH",9.8000000000000007,9500,5600]
[7065019,null,"GREE","HRCU-A-CB-O","NEO09HP230V1AO","Mini-Splits","NEO09HP230V1AH",9.1999999999999993,9800,5500]
[7181272,null,"GREE","HRCU-A-CB-O","NEO12HP115V1AO","Mini-Splits","NEO12HP115V1AH",9.6,13000,7900]
[7065020,null,"GREE","HRCU-A-CB-O","NEO12HP230V1AO","Mini-Splits","NEO12HP230V1AH",9.1999999999999993,13000,7600]
[7065021,null,"GREE","HRCU-A-CB-O","NEO18HP230V1AO","Mini-Splits","NEO18HP230V1AH",10,19800,12700]
[7065022,null,"GREE","HRCU-A-CB-O","NEO24HP230V1AO","Mini-Splits","NEO24HP230V1AH",10,23000,15000]
[10149900,null,"GREE","HRCU-A-CB-O","SAP09HP230V1AO","Mini-Splits","SAP09HP230V1AH",15,9000,5600,"Yes"]
[10149903,null,"GREE","HRCU-A-CB-O","SAP12HP230V1AO","Mini-Splits","SAP12HP230V1AH",14,12200,8100,"Yes"]
[10157570,null,"GREE","HRCU-A-CB-O","SAP18HP230V1AO","Mini-Splits","SAP18HP230V1AH",12,18000,14200,"Yes"]
[10203161,null,"GREE","HRCU-A-CB-O","SAP18HP230V1BO","Mini-Splits","SAP18HP230V1BH",12,18000,14200]
[10157571,null,"GREE","HRCU-A-CB-O","SAP24HP230V1AO","Mini-Splits","SAP24HP230V1AH",12,24000,15500,"Yes"]
[10203162,null,"GREE","HRCU-A-CB-O","SAP24HP230V1BO","Mini-Splits","SAP24HP230V1BH",12,24000,15500]
[203398513,null,"GREE","HRCU-A-CB-O","SAP30HP230V1AO","Mini-Splits","SAP30HP230V1AH",10.5,28800,28800]
[203398514,null,"GREE","HRCU-A-CB-O","SAP36HP230V1AO","Mini-Splits","SAP36HP230V1AH",10.5,34600,34600]
[7084753,null,"GREE","HRCU-A-CB-O","TERRA09HP230V1AO","Mini-Splits","TERRA09HP230V1AH",10,9800,5800]
[7077794,null,"GREE","HRCU-A-CB-O","TERRA12HP230V1AO","Mini-Splits","TERRA12HP230V1AH",10,13000,8000]
[7077795,null,"GREE","HRCU-A-CB-O","TERRA18HP230V1AO","Mini-Splits","TERRA18HP230V1AH",9.8000000000000007,19000,12000]
[7606717,null,"GREE","HRCU-A-CB-O","TERRA18HP230V1BO","Mini-Splits","TERRA18HP230V1BH",10,19000,12100]
[7606718,null,"GREE","HRCU-A-CB-O","TERRA24HP230V1BO","Mini-Splits","TERRA24HP230V1BH",10,25000,15300]
[7630508,null,"GREE","HRCU-A-CB-O","UMAT18HP230V1AO","Mini-Splits","UMAT18HP230V1AC",9,18400,9900]
[7630507,null,"GREE","HRCU-A-CB","UMAT18HP230V1AO","Mini-Splits","UMAT18HP230V1AD",9.5,18800,10900]
[7630636,null,"GREE","HRCU-A-CB-O","UMAT18HP230V1AO","Mini-Splits","UMAT18HP230V1AF",9.5,19100,10900]
[203365113,null,"GREE","HRCU-A-CB","UMAT18HP230V1BO","Mini-Splits","UMAT18HP230V1BD",9,19100,12500]
[7630960,null,"GREE","HRCU-A-CB-O","UMAT24HP230V1AO","Mini-Splits","UMAT24HP230V1AC",10,27200,15700]
[7630812,null,"GREE","HRCU-A-CB","UMAT24HP230V1AO","Mini-Splits","UMAT24HP230V1AD",10,27200,16700]
[7630982,null,"GREE","HRCU-A-CB-O","UMAT24HP230V1AO","Mini-Splits","UMAT24HP230V1AF",10,27200,15700]
[203365117,null,"GREE","HRCU-A-CB","UMAT24HP230V1BO","Mini-Splits","UMAT24HP230V1BD",9,27200,16500]
[7630984,null,"GREE","HRCU-A-CB-O","UMAT30HP230V1AO","Mini-Splits","UMAT30HP230V1AC",9,31200,16700]
[7630983,null,"GREE","HRCU-A-CB","UMAT30HP230V1AO","Mini-Splits","UMAT30HP230V1AD",9,31200,16700]
[7630985,null,"GREE","HRCU-A-CB-O","UMAT30HP230V1AO","Mini-Splits","UMAT30HP230V1AF",9,31200,18000]
[203372379,null,"GREE","HRCU-A-CB","UMAT30HP230V1BO","Mini-Splits","UMAT30HP230V1BD",9,31200,17500]
[7631064,null,"GREE","HRCU-A-CB-O","UMAT36HP230V1AO","Mini-Splits","UMAT36HP230V1AC",9,41000,23400]
[7630986,null,"GREE","HRCU-A-CB","UMAT36HP230V1AO","Mini-Splits","UMAT36HP230V1AD",9,41000,24600]
[7631138,null,"GREE","HRCU-A-CB-O","UMAT36HP230V1AO","Mini-Splits","UMAT36HP230V1AF",9,41000,23400]
[203372380,null,"GREE","HRCU-A-CB","UMAT36HP230V1BO","Mini-Splits","UMAT36HP230V1BD",9,41000,29400]
[7631374,null,"GREE","HRCU-A-CB-O","UMAT42HP230V1AO","Mini-Splits","UMAT42HP230V1AC",9,44000,24400]
[7631271,null,"GREE","HRCU-A-CB","UMAT42HP230V1AO","Mini-Splits","UMAT42HP230V1AD",9,44000,24800]
[7631457,null,"GREE","HRCU-A-CB-O","UMAT42HP230V1AO","Mini-Splits","UMAT42HP230V1AF",9,44000,24800]
[203372381,null,"GREE","HRCU-A-CB","UMAT42HP230V1BO","Mini-Splits","UMAT42HP230V1BD",9,47000,28600]
[7631501,null,"GREE","HRCU-A-CB-O","UMAT48HP230V1AO","Mini-Splits","UMAT48HP230V1AC",9,54500,27600]
[7631500,null,"GREE","HRCU-A-CB","UMAT48HP230V1AO","Mini-Splits","UMAT48HP230V1AD",9,54500,30600]
[7631654,null,"GREE","HRCU-A-CB-O","UMAT48HP230V1AO","Mini-Splits","UMAT48HP230V1AF",9,54500,28600]
[203372382,null,"GREE","HRCU-A-CB","UMAT48HP230V1BO","Mini-Splits","UMAT48HP230V1BD",9,51000,33000]
[8236252,null,"GREE","HRCU-A-CB-O","VIR09HP115V1AO","Mini-Splits","VIR09HP115V1AH",11,9900,6100]
[10347132,null,"GREE","HRCU-A-CB-O","VIR09HP115V1AO","Mini-Splits","VIR09HP115V1BH",11,9900,6100]
[10347131,null,"GREE","HRCU-A-CB-O","VIR09HP115V1BO","Mini-Splits","VIR09HP115V1AH",11,9900,6100]
[9956329,null,"GREE","HRCU-A-CB-O","VIR09HP115V1BO","Mini-Splits","VIR09HP115V1BH",10.5,9900,6100,"Yes"]
[8237302,null,"GREE","HRCU-A-CB-O","VIR09HP230V1AO","Mini-Splits","VIR09HP230V1AH",11,11000,6800]
[10347136,null,"GREE","HRCU-A-CB-O","VIR09HP230V1AO","Mini-Splits","VIR09HP230V1BH",11,11000,6800]
[10347135,null,"GREE","HRCU-A-CB-O","VIR09HP230V1BO","Mini-Splits","VIR09HP230V1AH",11,11000,6800]
[9956331,null,"GREE","HRCU-A-CB-O","VIR09HP230V1BO","Mini-Splits","VIR09HP230V1BH",10.5,11000,6800,"Yes"]
[8237300,null,"GREE","HRCU-A-CB-O","VIR12HP115V1AO","Mini-Splits","VIR12HP115V1AH",11,12200,6800]
[10347134,null,"GREE","HRCU-A-CB-O","VIR12HP115V1AO","Mini-Splits","VIR12HP115V1BH",11,12200,6800]
[10347133,null,"GREE","HRCU-A-CB-O","VIR12HP115V1BO","Mini-Splits","VIR12HP115V1AH",11,12200,6800]
[9956330,null,"GREE","HRCU-A-CB-O","VIR12HP115V1BO","Mini-Splits","VIR12HP115V1BH",10.199999999999999,12200,6800,"Yes"]
[8237303,null,"GREE","HRCU-A-CB-O","VIR12HP230V1AO","Mini-Splits","VIR12HP230V1AH",11,13000,7100]
[10346139,null,"GREE","HRCU-A-CB-O","VIR12HP230V1AO","Mini-Splits","VIR12HP230V1BH",11,13000,7100]
[10346140,null,"GREE","HRCU-A-CB-O","VIR12HP230V1BO","Mini-Splits","VIR12HP230V1AH",11,13000,7100]
[9959454,null,"GREE","HRCU-A-CB-O","VIR12HP230V1BO","Mini-Splits","VIR12HP230V1BH",11,13000,7100,"Yes"]
[8237304,null,"GREE","HRCU-A-CB-O","VIR18HP230V1AO","Mini-Splits","VIR18HP230V1AH",11,19800,12400]
[10346142,null,"GREE","HRCU-A-CB-O","VIR18HP230V1AO","Mini-Splits","VIR18HP230V1BH",10.5,19800,12400]
[10346141,null,"GREE","HRCU-A-CB-O","VIR18HP230V1BO","Mini-Splits","VIR18HP230V1AH",10.5,19800,12400]
[9956332,null,"GREE","HRCU-A-CB-O","VIR18HP230V1BO","Mini-Splits","VIR18HP230V1BH",10.5,19800,12400,"Yes"]
[8237305,null,"GREE","HRCU-A-CB-O","VIR24HP230V1AO","Mini-Splits","VIR24HP230V1AH",10,23000,14600]
[10347138,null,"GREE","HRCU-A-CB-O","VIR24HP230V1AO","Mini-Splits","VIR24HP230V1BH",10,23000,14600]
[10347137,null,"GREE","HRCU-A-CB-O","VIR24HP230V1BO","Mini-Splits","VIR24HP230V1AH",10,23000,14600]
[9956333,null,"GREE","HRCU-A-CB-O","VIR24HP230V1BO","Mini-Splits","VIR24HP230V1BH",10,23000,14600,"Yes"]
[8246622,null,"GREE","HRCU-A-CB-O","VIR30HP230V1AO","Mini-Splits","VIR30HP230V1AH",9,28400,19200]
[10347123,null,"GREE","HRCU-A-CB-O","VIR30HP230V1AO","Mini-Splits","VIR30HP230V1BH",9,28400,19200]
[10347124,null,"GREE","HRCU-A-CB-O","VIR30HP230V1BO","Mini-Splits","VIR30HP230V1AH",9,28400,19200]
[9956334,null,"GREE","HRCU-A-CB-O","VIR30HP230V1BO","Mini-Splits","VIR30HP230V1BH",9,28400,19200]
[8246623,null,"GREE","HRCU-A-CB-O","VIR36HP230V1AO","Mini-Splits","VIR36HP230V1AH",9,34600,20200]
[10347126,null,"GREE","HRCU-A-CB-O","VIR36HP230V1AO","Mini-Splits","VIR36HP230V1BH",9,34600,20200]
[10347125,null,"GREE","HRCU-A-CB-O","VIR36HP230V1BO","Mini-Splits","VIR36HP230V1AH",9,34600,20200]
[9956335,null,"GREE","HRCU-A-CB-O","VIR36HP230V1BO","Mini-Splits","VIR36HP230V1BH",9,34600,20200]
[202575846,null,"GREE","HRCU-A-CB-O","VIR36HP230V1CO","Mini-Splits","VIR36HP230V1CH",9,34600,20200]
[203373090,null,"GREE","HRCU-A-CB-O","VIRU30HP230V1AO","Mini-Splits","VIRU30HP230V1AH",10.5,28800,28800]
[203373091,null,"GREE","HRCU-A-CB-O","VIRU36HP230V1AO","Mini-Splits","VIRU36HP230V1AH",10.5,34600,34600]
[8578532,null,"GUARDIAN BY JOHNSON CONTROLS","HRCU-A-CB-O","DHP09CSB11S","Mini-Splits","DHP09NWB11S",9,9600,5400]
[8578540,null,"GUARDIAN BY JOHNSON CONTROLS","HRCU-A-CB-O","DHP09CSB21S","Mini-Splits","DHP09NWB21S",9,9500,5600]
[8578536,null,"GUARDIAN BY JOHNSON CONTROLS","HRCU-A-CB-O","DHP12CSB11S","Mini-Splits","DHP12NWB11S",9,13000,7600]
[8578544,null,"GUARDIAN BY JOHNSON CONTROLS","HRCU-A-CB-O","DHP12CSB21S","Mini-Splits","DHP12NWB21S",9,13000,7700]
[8578548,null,"GUARDIAN BY JOHNSON CONTROLS","HRCU-A-CB-O","DHP18CSB21S","Mini-Splits","DHP18NWB21S",9,19000,12000]
[8578552,null,"GUARDIAN BY JOHNSON CONTROLS","HRCU-A-CB-O","DHP24CSB21S","Mini-Splits","DHP24NWB21S",9,23000,13500]
[8578556,null,"GUARDIAN BY JOHNSON CONTROLS","HRCU-A-CB-O","DHP30CSB21S","Mini-Splits","DHP30NWB21S",9,28400,19200]
[10509468,null,"GUARDIAN BY JOHNSON CONTROLS","HRCU-A-CB-O","DHP36CSB21S","Mini-Splits","DHP36NWB21S",9,34600,20200]
[5557302,null,"GUARDIAN BY JOHNSON CONTROLS","HRCU-A-CB-O","DHPM12CSM42Q1A","Mini-Splits","DHPM12NWM42Q1A",9.1999999999999993,13000,7600]
[5557308,null,"GUARDIAN BY JOHNSON CONTROLS","HRCU-A-CB-O","DHPM18CSM42Q1A","Mini-Splits","DHPM18NWM42Q1A",10,19800,12700]
[5557314,null,"GUARDIAN BY JOHNSON CONTROLS","HRCU-A-CB-O","DHPM24CSM42Q1A","Mini-Splits","DHPM24NWM42Q1A",10,23000,15000]
[8578432,null,"GUARDIAN BY JOHNSON CONTROLS","HRCU-A-CB-O","DHR18CSB21S","Mini-Splits","DHR18NCB21S",9.5,19100,10900]
[8578424,null,"GUARDIAN BY JOHNSON CONTROLS","HRCU-A-CB","DHR18CSB21S","Mini-Splits","DHR18NDB21S",9.5,18800,10900]
[8578428,null,"GUARDIAN BY JOHNSON CONTROLS","HRCU-A-CB-O","DHR18CSB21S","Mini-Splits","DHR18NKB21S",9,18400,9900]
[8578444,null,"GUARDIAN BY JOHNSON CONTROLS","HRCU-A-CB-O","DHR24CSB21S","Mini-Splits","DHR24NCB21S",10,27200,15700]
[8578436,null,"GUARDIAN BY JOHNSON CONTROLS","HRCU-A-CB","DHR24CSB21S","Mini-Splits","DHR24NDB21S",10,27200,16700]
[8578440,null,"GUARDIAN BY JOHNSON CONTROLS","HRCU-A-CB-O","DHR24CSB21S","Mini-Splits","DHR24NKB21S",10,27200,15700]
[8578456,null,"GUARDIAN BY JOHNSON CONTROLS","HRCU-A-CB-O","DHR30CSB21S","Mini-Splits","DHR30NCB21S",9,31200,18000]
[8578448,null,"GUARDIAN BY JOHNSON CONTROLS","HRCU-A-CB","DHR30CSB21S","Mini-Splits","DHR30NDB21S",9,31200,16700]
[8578452,null,"GUARDIAN BY JOHNSON CONTROLS","HRCU-A-CB-O","DHR30CSB21S","Mini-Splits","DHR30NKB21S",9,31200,16700]
[8578468,null,"GUARDIAN BY JOHNSON CONTROLS","HRCU-A-CB-O","DHR36CSB21S","Mini-Splits","DHR36NCB21S",9,41000,23400]
[8578460,null,"GUARDIAN BY JOHNSON CONTROLS","HRCU-A-CB","DHR36CSB21S","Mini-Splits","DHR36NDB21S",9,41000,24600]
[8578464,null,"GUARDIAN BY JOHNSON CONTROLS","HRCU-A-CB-O","DHR36CSB21S","Mini-Splits","DHR36NKB21S",9,41000,23400]
[8578480,null,"GUARDIAN BY JOHNSON CONTROLS","HRCU-A-CB-O","DHR42CSB21S","Mini-Splits","DHR42NCB21S",9,44000,24800]
[8578472,null,"GUARDIAN BY JOHNSON CONTROLS","HRCU-A-CB","DHR42CSB21S","Mini-Splits","DHR42NDB21S",9,44000,24800]
[8578476,null,"GUARDIAN BY JOHNSON CONTROLS","HRCU-A-CB-O","DHR42CSB21S","Mini-Splits","DHR42NKB21S",9,44000,24400]
[8578492,null,"GUARDIAN BY JOHNSON CONTROLS","HRCU-A-CB-O","DHR48CSB21S","Mini-Splits","DHR48NCB21S",9,54500,28600]
[8578484,null,"GUARDIAN BY JOHNSON CONTROLS","HRCU-A-CB","DHR48CSB21S","Mini-Splits","DHR48NDB21S",9,54500,30600]
[8578488,null,"GUARDIAN BY JOHNSON CONTROLS","HRCU-A-CB-O","DHR48CSB21S","Mini-Splits","DHR48NKB21S",9,54500,27600]
[8581784,null,"GUARDIAN BY JOHNSON CONTROLS","HRCU-A-CB-O","DHW18CMB21S","Non-Ducted Indoor Units","Multiple combinations, check manufacturer compatibility",9,19000,12300]
[8581788,null,"GUARDIAN BY JOHNSON CONTROLS","HMSV-A-CB","DHW18CMB21S","Ducted Indoor Units","Multiple combinations, check manufacturer compatibility",9,19000,12300]
[8581790,null,"GUARDIAN BY JOHNSON CONTROLS","HMSV-A-CB","DHW24CMB21S","Ducted Indoor Units","Multiple combinations, check manufacturer compatibility",9,29000,17800]
[8581794,null,"GUARDIAN BY JOHNSON CONTROLS","HRCU-A-CB-O","DHW24CMB21S","Non-Ducted Indoor Units","Multiple combinations, check manufacturer compatibility",10.199999999999999,29000,17800]
[8581973,null,"GUARDIAN BY JOHNSON CONTROLS","HMSV-A-CB","DHW30CMB21S","Ducted Indoor Units","Multiple combinations, check manufacturer compatibility",9.8000000000000007,32000,19800]
[8581969,null,"GUARDIAN BY JOHNSON CONTROLS","HMSV-A-CB","DHW30CMB21S","Non-Ducted Indoor Units","Multiple combinations, check manufacturer compatibility",10.199999999999999,31600,19400]
[8578504,null,"GUARDIAN BY JOHNSON CONTROLS","HMSV-A-CB","DHW36CMB21S","Non-Ducted Indoor Units","Multiple combinations, check manufacturer compatibility",10.199999999999999,42500,24800]
[8581977,null,"GUARDIAN BY JOHNSON CONTROLS","HMSV-A-CB","DHW36CMB21S","Ducted Indoor Units","Multiple combinations, check manufacturer compatibility",9.9,43500,25000]
[8578508,null,"GUARDIAN BY JOHNSON CONTROLS","HMSV-A-CB","DHW42CMB21S","Non-Ducted Indoor Units","Multiple combinations, check manufacturer compatibility",10.199999999999999,45000,29000]
[8581981,null,"GUARDIAN BY JOHNSON CONTROLS","HMSV-A-CB","DHW42CMB21S","Ducted Indoor Units","Multiple combinations, check manufacturer compatibility",9.6,46500,28000]
[8578564,null,"GUARDIAN BY JOHNSON CONTROLS","HRCU-A-CB-O","DHX09CSB11S","Mini-Splits","DHX09NWB11S",10.5,9900,6100]
[8578572,null,"GUARDIAN BY JOHNSON CONTROLS","HRCU-A-CB-O","DHX09CSB21S","Mini-Splits","DHX09NWB21S",10.5,11000,6800]
[8578568,null,"GUARDIAN BY JOHNSON CONTROLS","HRCU-A-CB-O","DHX12CSB11S","Mini-Splits","DHX12NWB11S",10.199999999999999,12200,6800]
[8578576,null,"GUARDIAN BY JOHNSON CONTROLS","HRCU-A-CB-O","DHX12CSB21S","Mini-Splits","DHX12NWB21S",11,13000,7100]
[8578580,null,"GUARDIAN BY JOHNSON CONTROLS","HRCU-A-CB-O","DHX18CSB21S","Mini-Splits","DHX18NWB21S",10.5,19800,12400]
[8578584,null,"GUARDIAN BY JOHNSON CONTROLS","HRCU-A-CB-O","DHX24CSB21S","Mini-Splits","DHX24NWB21S",10,23000,14600]
[8578516,null,"GUARDIAN BY JOHNSON CONTROLS","HRCU-A-CB-O","DHY09CSB21S","Mini-Splits","DHY09NWB21S",10,9800,5800]
[8578520,null,"GUARDIAN BY JOHNSON CONTROLS","HRCU-A-CB-O","DHY12CSB21S","Mini-Splits","DHY12NWB21S",10,13000,8000]
[8578524,null,"GUARDIAN BY JOHNSON CONTROLS","HRCU-A-CB-O","DHY18CSB21S","Mini-Splits","DHY18NWB21S",10,19000,12100]
[8578528,null,"GUARDIAN BY JOHNSON CONTROLS","HRCU-A-CB-O","DHY24CSB21S","Mini-Splits","DHY24NWB21S",10,25000,15300]
[8578588,null,"GUARDIAN BY JOHNSON CONTROLS","HRCU-A-CB-O","DHZ09CSB21S","Mini-Splits","DHZ09NWB21S",10.5,9000,5500]
[8578592,null,"GUARDIAN BY JOHNSON CONTROLS","HRCU-A-CB-O","DHZ12CSB21S","Mini-Splits","DHZ12NWB21S",10.5,13000,8500]
[8578596,null,"GUARDIAN BY JOHNSON CONTROLS","HRCU-A-CB-O","DHZ18CSB21S","Mini-Splits","DHZ18NWB21S",10.5,19000,12700]
[202583709,null,"HAIER","HRCU-A-CB-O","1U09AP2VHA","Mini-Splits","AW09ES2VHB",10.5,10000,6500,"Yes"]
[8862047,null,"HAIER","HRCU-A-CB-O","1U09EH2VHA","Mini-Splits","AW09EH2VHA",13,12000,9000,"Yes"]
[205291901,null,"HAIER","HRCU-A-CB-O","1U09EH2VHD*","Mini-Splits","AW09EH2VHD*",15.2,10000,6500]
[10338837,null,"HAIER","HRCU-A-CB-O","1U09ES2VHA","Mini-Splits","AW09ES2VH*",12,10000,7400,"Yes"]
[10191421,null,"HAIER","HRCU-A-CB-O","1U09TE1VHA","Mini-Splits","AW09TE1VH",9,10000,5500]
[202583711,null,"HAIER","HRCU-A-CB-O","1U12AP2VHA","Mini-Splits","AW12ES2VHB",11,13000,10700,"Yes"]
[8862052,null,"HAIER","HRCU-A-CB-O","1U12EH2VHA","Mini-Splits","AW12EH2VHA",12,16500,10000,"Yes"]
[205291902,null,"HAIER","HRCU-A-CB-O","1U12EH2VHD*","Mini-Splits","AW12EH2VHD*",13,14500,9300]
[10338838,null,"HAIER","HRCU-A-CB-O","1U12ES2VHA","Mini-Splits","AW12ES2VH*",11,16000,12200,"Yes"]
[10257473,null,"HAIER","HRCU-A-CB-O","1U12LC2VHA","Mini-Splits","AB12SC2VH*",9,12000,7000]
[10069252,null,"HAIER","HRCU-A-CB-O","1U12LC2VHA","Mini-Splits","AW12LC2VH",9.5,13500,8800]
[10191422,null,"HAIER","HRCU-A-CB-O","1U12TE1VHA","Mini-Splits","AW12TE1VH",9,12000,7700]
[202583712,null,"HAIER","HRCU-A-CB-O","1U15AP2VHA","Mini-Splits","AW15ES2VHB",10.5,16000,12000,"Yes"]
[202583710,null,"HAIER","HRCU-A-CB-O","1U18AP2VHA","Mini-Splits","AW18ES2VHB",10.5,22000,14000,"Yes"]
[8862057,null,"HAIER","HRCU-A-CB-O","1U18EH2VHA","Mini-Splits","AW18EH2VHA",10,20400,18500,"Yes"]
[205291903,null,"HAIER","HRCU-A-CB-O","1U18EH2VHD*","Mini-Splits","AW18EH2VHD*",12,20000,15300]
[10092556,null,"HAIER","HRCU-A-CB-O","1U18ES2VHA","Mini-Splits","AW18ES2VH",11,22000,14000,"Yes"]
[10257474,null,"HAIER","HRCU-A-CB-O","1U18LC2VHA","Mini-Splits","AB18SC2VH*",9,16000,11000]
[10257475,null,"HAIER","HRCU-A-CB","1U18LC2VHA","Mini-Splits","AD18SL2VH*",9.5,17000,11000]
[10074591,null,"HAIER","HRCU-A-CB-O","1U18LC2VHA","Mini-Splits","AW18LC2VH",9,18000,9300]
[10191423,null,"HAIER","HRCU-A-CB-O","1U18TE2VHA","Mini-Splits","AW18TE2VH",9,19000,11200]
[202583713,null,"HAIER","HRCU-A-CB-O","1U24AP2VHA","Mini-Splits","AW24ES2VHB",10.5,27600,19000,"Yes"]
[10092555,null,"HAIER","HRCU-A-CB-O","1U24ES2VHA","Mini-Splits","AW24ES2VH",10,27600,18500,"Yes"]
[10225933,null,"HAIER","HRCU-A-CB-O","1U24LP2VHA","Mini-Splits","AL24LP2VH*",10,27200,15600,"Yes"]
[10225932,null,"HAIER","HRCU-A-CB","1U24LP2VHA","Mini-Splits","AM24LP2VH*",11,26400,15300,"Yes"]
[10221212,null,"HAIER","HRCU-A-CB-O","1U24LP2VHA","Mini-Splits","AW24LP2VH*",10,27000,22000,"Yes"]
[10191424,null,"HAIER","HRCU-A-CB-O","1U24TE2VHA","Mini-Splits","AW24TE2VH",9,26000,16600]
[10225936,null,"HAIER","HRCU-A-CB-O","1U36LP2VHA","Mini-Splits","AL36LP2VH*",10.3,36400,20800,"Yes"]
[10225935,null,"HAIER","HRCU-A-CB","1U36LP2VHA","Mini-Splits","AM36LP2VH*",10.5,37400,18800,"Yes"]
[10225937,null,"HAIER","HRCU-A-CB-O","1U36LP2VHA","Mini-Splits","AW36LP2VH*",10,37000,31600,"Yes"]
[10225938,null,"HAIER","HRCU-A-CB-O","1U48LP2VHA","Mini-Splits","AL48LP2VH*",10.5,49000,24200,"Yes"]
[10225939,null,"HAIER","HRCU-A-CB","1U48LP2VHA","Mini-Splits","AM48LP2VH*",10,52000,26600,"Yes"]
[8067632,null,"HAIER","HMSV-A-CB-O","2U18MS2VHB","Non-Ducted Indoor Units","Multiple combinations, check manufacturer compatibility",9,19200,13000]
[202449649,null,"HAIER","HMSV-A-CB-O","2U20EH2VHA","Non-Ducted Indoor Units","Multiple combinations, check manufacturer compatibility",10.5,20000,14000,"Yes"]
[204035453,null,"HAIER","HMSV-A-CB","2U20EH2VHA","Ducted Indoor Units","Multiple combinations, check manufacturer compatibility",9.6,20000,14000]
[202449650,null,"HAIER","HMSV-A-CB-O","3U24EH2VHA","Non-Ducted Indoor Units","Multiple combinations, check manufacturer compatibility",10.5,24000,16000,"Yes"]
[204035454,null,"HAIER","HMSV-A-CB","3U24EH2VHA","Ducted Indoor Units","Multiple combinations, check manufacturer compatibility",9.3000000000000007,22000,16000]
[8067004,null,"HAIER","HMSV-A-CB-O","3U24MS2VHB","Non-Ducted Indoor Units","Multiple combinations, check manufacturer compatibility",10,23000,15000,"Yes"]
[8067394,null,"HAIER","HMSV-A-CB","3U24MS2VHB","Mixed Ducted and Non-Ducted Indoor Units","Multiple combinations, check manufacturer compatibility",9.25,22400,14500]
[204878399,null,"HAIER","HMSV-A-CB-O","4U36EH2VH**","Non-Ducted Indoor Units","Multiple combinations, check manufacturer compatibility",10.5,36000,22000]
[8066750,null,"HAIER","HMSV-A-CB-O","4U36MS2VHB","Non-Ducted Indoor Units","Multiple combinations, check manufacturer compatibility",10,34600,22000,"Yes"]
[8066788,null,"HAIER","HMSV-A-CB","4U36MS2VHB","Ducted Indoor Units","Multiple combinations, check manufacturer compatibility",9,33000,21000,"Yes"]
[8067003,null,"HAIER","HMSV-A-CB","4U36MS2VHB","Mixed Ducted and Non-Ducted Indoor Units","Multiple combinations, check manufacturer compatibility",9.5,33800,21500]
[6970204,null,"HAIER","HRCU-A-CB-O","HSU12VHG(DB)-W","Mini-Splits","HSU12VHG(DB)-G",10,12600,9000,"Yes"]
[10316369,null,"HAIER","HMSV-A-CB-O","MVHP036MV2AA","Non-Ducted Indoor Units","Multiple combinations, check manufacturer compatibility",10,40000,24000,"Yes"]
[10316370,null,"HAIER","HMSV-A-CB","MVHP036MV2AA","Ducted Indoor Units","Multiple combinations, check manufacturer compatibility",10,39500,23800,"Yes"]
[10316371,null,"HAIER","HMSV-A-CB-O","MVHP048MV2AA","Non-Ducted Indoor Units","Multiple combinations, check manufacturer compatibility",10,54000,35000,"Yes"]
[10316372,null,"HAIER","HMSV-A-CB","MVHP048MV2AA","Ducted Indoor Units","Multiple combinations, check manufacturer compatibility",10,54000,35000,"Yes"]
[10316377,null,"HAIER","HMSV-A-CB-O","MVHP056MV2AA","Non-Ducted Indoor Units","Multiple combinations, check manufacturer compatibility",10,60000,38000,"Yes"]
[10316378,null,"HAIER","HMSV-A-CB","MVHP056MV2AA","Ducted Indoor Units","Multiple combinations, check manufacturer compatibility",10,60000,38000,"Yes"]
[205129420,null,"HALANA","HRCU-A-CB-O","HA1-M36-4C-2-INV","Mini-Splits","HA1-M36-4E-2-INV",10,36000,21400]
[203999083,null,"HAXXAIR","HRCU-A-CB-O","HAH-09T2D","Mini-Splits","HVH-09T2D",10.7,9500,5000]
[203999084,null,"HAXXAIR","HRCU-A-CB-O","HAH-12T2D","Mini-Splits","HVH-12T2D",10.5,13000,7500]
[203999081,null,"HAXXAIR","HRCU-A-CB-O","HAH-18T2D","Mini-Splits","HVH-18T2D",11.6,19000,11600]
[203999082,null,"HAXXAIR","HRCU-A-CB-O","HAH-24T2D","Mini-Splits","HVH-24T2D",10.5,26000,14500]
[10258962,null,"HAXXAIR","HRCU-A-CB-O","HVH-09B1D","Mini-Splits","HAH-09B1D",10.5,10000,5000]
[10258960,null,"HAXXAIR","HRCU-A-CB-O","HVH-09B2D","Mini-Splits","HAH-09B2D",9.1,10000,4500]
[204628474,null,"HAXXAIR","HRCU-A-CB-O","HVH-09T2D","Mini-Splits","HAH-09T2D",10.7,9500,5000]
[10258961,null,"HAXXAIR","HRCU-A-CB-O","HVH-12B1D","Mini-Splits","HAH-12B1D",9.35,13200,7200]
[10258958,null,"HAXXAIR","HRCU-A-CB-O","HVH-12B2D","Mini-Splits","HAH-12B2D",9,13000,7500]
[204628475,null,"HAXXAIR","HRCU-A-CB-O","HVH-12T2D","Mini-Splits","HAH-12T2D",10.5,13000,7500]
[10258955,null,"HAXXAIR","HRCU-A-CB-O","HVH-18B2D","Mini-Splits","HAH-18B2D",10.1,20000,11600]
[204628476,null,"HAXXAIR","HRCU-A-CB-O","HVH-18T2D","Mini-Splits","HAH-18T2D",11.6,19000,11600]
[10258954,null,"HAXXAIR","HRCU-A-CB-O","HVH-24B2D","Mini-Splits","HAH-24B2D",9.8000000000000007,24400,13000]
[204628477,null,"HAXXAIR","HRCU-A-CB-O","HVH-24T2D","Mini-Splits","HAH-24T2D",10.5,26000,14500]
[10258952,null,"HAXXAIR","HRCU-A-CB-O","HVH-30B2D","Mini-Splits","HAH-30B2D",12.3,31000,16000]
[10258951,null,"HAXXAIR","HRCU-A-CB-O","HVH-36B2D","Mini-Splits","HAH-36B2D",9.6,33400,17500]
[205306853,null,"HAXXAIR","HRCU-A-CB","HVHD-24E2D","Mini-Splits","HAHD-24E2D",10,24000,15300]
[205306854,null,"HAXXAIR","HRCU-A-CB","HVHD-36E3D","Mini-Splits","HAHD-36E2D",11,36000,25000]
[204032224,null,"HAXXAIR","HRCU-A-CB-O","HVHM-24T2D","Ducted Indoor Units","Multiple combinations, check manufacturer compatibility",10,24000,15400]
[204032226,null,"HAXXAIR","HRCU-A-CB-O","HVHM-24T2D","Mixed Ducted and Non-Ducted Indoor Units","Multiple combinations, check manufacturer compatibility",10.5,24000,15400]
[204198639,null,"HAXXAIR","HRCU-A-CB-O","HVHM-24T2D","Non-Ducted Indoor Units","Multiple combinations, check manufacturer compatibility",11,24000,15400]
[204032225,null,"HAXXAIR","HMSR-A-CB-O","HVHM-36T2D","Ducted Indoor Units","Multiple combinations, check manufacturer compatibility",10.8,36000,22000]
[204032227,null,"HAXXAIR","HRCU-A-CB-O","HVHM-36T2D","Mixed Ducted and Non-Ducted Indoor Units","Multiple combinations, check manufacturer compatibility",10.9,36000,22600]
[204100526,null,"HAXXAIR","HRCU-A-CB-O","HVHM-36T2D","Non-Ducted Indoor Units","Multiple combinations, check manufacturer compatibility",11,36000,23200]
[201835659,null,"HEIL","HRCU-A-CB-O","DLCERAH09AAK","Mini-Splits","DLFEHAH09XAK",10,9800,5800]
[201835656,null,"HEIL","HRCU-A-CB-O","DLCERAH12AAJ","Mini-Splits","DLFEHAH12XAJ",10.3,12000,7200]
[201835660,null,"HEIL","HRCU-A-CB-O","DLCERAH12AAK","Mini-Splits","DLFEHAH12XAK",9.6,12000,7300]
[201835662,null,"HEIL","HRCU-A-CB-O","DLCERAH18AAK","Mini-Splits","DLFEHAH18XAK",10.1,18000,11400]
[201835664,null,"HEIL","HRCU-A-CB-O","DLCERAH24AAK","Mini-Splits","DLFEHAH24XAK",9.6,24800,15300]
[201835726,null,"HEIL","HRCU-A-CB-O","DLCLRAH36AAK","Mini-Splits","DLFLCAH36XAK",10.5,38000,25200,"Yes"]
[201835682,null,"HEIL","HRCU-A-CB","DLCLRAH36AAK","Mini-Splits","DLFLDAH36XAK",11.5,40000,27600,"Yes"]
[201835724,null,"HEIL","HRCU-A-CB-O","DLCLRAH36AAK","Mini-Splits","DLFLFAH36XAK",10,38000,25400,"Yes"]
[201835732,null,"HEIL","HRCU-A-CB-O","DLCLRAH48AAK","Mini-Splits","DLFLCAH48XAK",11,50000,35000,"Yes"]
[201835684,null,"HEIL","HRCU-A-CB","DLCLRAH48AAK","Mini-Splits","DLFLDAH48XAK",10.3,49500,33400,"Yes"]
[201835730,null,"HEIL","HRCU-A-CB-O","DLCLRAH48AAK","Mini-Splits","DLFLFAH48XAK",11,50000,35000,"Yes"]
[201835686,null,"HEIL","HRCU-A-CB","DLCLRAH58AAK","Mini-Splits","DLFLDAH58XAK",9,60000,37600,"Yes"]
[201835734,null,"HEIL","HRCU-A-CB-O","DLCLRAH58AAK","Mini-Splits","DLFLFAH58XAK",10.5,60000,39000,"Yes"]
[201835688,null,"HEIL","HMSV-A-CB","DLCMRAH18BAK","Non-Ducted Indoor Units","Multiple combinations, check manufacturer compatibility",9.6999999999999993,18000,11600]
[201835736,null,"HEIL","HMSV-A-CB","DLCMRAH18BAK","Mixed Ducted and Non-Ducted Indoor Units","Multiple combinations, check manufacturer compatibility",9.85,18200,11550]
[201835696,null,"HEIL","HMSV-A-CB","DLCMRAH18BAK","Ducted Indoor Units","Multiple combinations, check manufacturer compatibility",10,18500,11500]
[201835690,null,"HEIL","HMSV-A-CB","DLCMRAH27CAK","Non-Ducted Indoor Units","Multiple combinations, check manufacturer compatibility",10.8,27000,17800,"Yes"]
[201835738,null,"HEIL","HMSV-A-CB","DLCMRAH27CAK","Mixed Ducted and Non-Ducted Indoor Units","Multiple combinations, check manufacturer compatibility",10.4,27400,17700]
[201835698,null,"HEIL","HMSV-A-CB","DLCMRAH27CAK","Ducted Indoor Units","Multiple combinations, check manufacturer compatibility",10,28000,17600]
[201835692,null,"HEIL","HMSV-A-CB","DLCMRAH36DAK","Non-Ducted Indoor Units","Multiple combinations, check manufacturer compatibility",10.199999999999999,36000,23600,"Yes"]
[201835739,null,"HEIL","HMSV-A-CB","DLCMRAH36DAK","Mixed Ducted and Non-Ducted Indoor Units","Multiple combinations, check manufacturer compatibility",10,37000,23000]
[201835700,null,"HEIL","HMSV-A-CB","DLCMRAH36DAK","Ducted Indoor Units","Multiple combinations, check manufacturer compatibility",10,37000,23000]
[201835742,null,"HEIL","HMSV-A-CB","DLCMRAH48EAK","Mixed Ducted and Non-Ducted Indoor Units","Multiple combinations, check manufacturer compatibility",10.85,49000,32200]
[201835694,null,"HEIL","HMSV-A-CB","DLCMRAH48EAK","Non-Ducted Indoor Units","Multiple combinations, check manufacturer compatibility",10.199999999999999,48000,30400,"Yes"]
[201835702,null,"HEIL","HMSV-A-CB","DLCMRAH48EAK","Ducted Indoor Units","Multiple combinations, check manufacturer compatibility",11.5,50000,34000]
[201835653,null,"HEIL","HRCU-A-CB-O","DLCPRAH09AAK","Mini-Splits","DLFPHAH09XAK",14.5,10000,7200,"Yes"]
[201835654,null,"HEIL","HRCU-A-CB-O","DLCPRAH12AAK","Mini-Splits","DLFPHAH12XAK",13.6,12000,6800,"Yes"]
[202463648,null,"HEIL","HRCU-A-CB-O","DLCPRAH18AAK","Mini-Splits","DLFPHAH18XAK",14,18000,12300,"Yes"]
[202463649,null,"HEIL","HRCU-A-CB-O","DLCPRAH24AAK","Mini-Splits","DLFPHAH24XAK",12,24000,15400,"Yes"]
[201835667,null,"HEIL","HRCU-A-CB-O","DLCSRAH09AAJ","Mini-Splits","DLFSHAH09XAJ",10.5,9800,5600,"Yes"]
[201835706,null,"HEIL","HRCU-A-CB-O","DLCSRAH09AAK","Mini-Splits","DLFSCAH09XAK",10.199999999999999,10000,6700,"Yes"]
[201835704,null,"HEIL","HRCU-A-CB","DLCSRAH09AAK","Mini-Splits","DLFSDAH09XAK",11.5,10000,6800,"Yes"]
[201835670,null,"HEIL","HRCU-A-CB-O","DLCSRAH09AAK","Mini-Splits","DLFSHAH09XAK",10.5,12000,7500,"Yes"]
[201835668,null,"HEIL","HRCU-A-CB-O","DLCSRAH12AAJ","Mini-Splits","DLFSHAH12XAJ",11,11800,7100,"Yes"]
[201835708,null,"HEIL","HRCU-A-CB-O","DLCSRAH12AAK","Mini-Splits","DLFSCAH12XAK",10.199999999999999,12000,8200,"Yes"]
[201835712,null,"HEIL","HRCU-A-CB","DLCSRAH12AAK","Mini-Splits","DLFSDAH12XAK",11,12500,8100,"Yes"]
[201835710,null,"HEIL","HRCU-A-CB-O","DLCSRAH12AAK","Mini-Splits","DLFSFAH12XAK",10.5,12000,9600,"Yes"]
[201835672,null,"HEIL","HRCU-A-CB-O","DLCSRAH12AAK","Mini-Splits","DLFSHAH12XAK",11,12000,7600,"Yes"]
[201835716,null,"HEIL","HRCU-A-CB-O","DLCSRAH18AAK","Mini-Splits","DLFSCAH18XAK",10.5,18000,12000,"Yes"]
[201835728,null,"HEIL","HRCU-A-CB","DLCSRAH18AAK","Mini-Splits","DLFSDAH18XAK",10.8,19000,12400]
[201835714,null,"HEIL","HRCU-A-CB-O","DLCSRAH18AAK","Mini-Splits","DLFSFAH18XAK",10.199999999999999,18000,12900,"Yes"]
[201835674,null,"HEIL","HRCU-A-CB-O","DLCSRAH18AAK","Mini-Splits","DLFSHAH18XAK",10.5,18000,11900,"Yes"]
[201835722,null,"HEIL","HRCU-A-CB-O","DLCSRAH24AAK","Mini-Splits","DLFSCAH24XAK",11.5,24000,16200,"Yes"]
[201835718,null,"HEIL","HRCU-A-CB","DLCSRAH24AAK","Mini-Splits","DLFSDAH24XAK",12,24000,17400,"Yes"]
[201835720,null,"HEIL","HRCU-A-CB-O","DLCSRAH24AAK","Mini-Splits","DLFSFAH24XAK",11.5,24000,17200,"Yes"]
[201835676,null,"HEIL","HRCU-A-CB-O","DLCSRAH24AAK","Mini-Splits","DLFSHAH24XAK",10,25000,15000,"Yes"]
[201835678,null,"HEIL","HRCU-A-CB-O","DLCSRAH30AAK","Mini-Splits","DLFSHAH30XAK",9.8000000000000007,30000,18000]
[201835680,null,"HEIL","HRCU-A-CB-O","DLCSRAH36AAK","Mini-Splits","DLFSHAH36XAK",10,36000,20600,"Yes"]
[204816953,null,"HISENSE","HRCU-A-CB-O","AMW2-18U3SFA","Non-Ducted Indoor Units","Multiple combinations, check manufacturer compatibility",11,18000,12200]
[204816954,null,"HISENSE","HRCU-A-CB","AMW2-18U3SFA","Mixed Ducted and Non-Ducted Indoor Units","Multiple combinations, check manufacturer compatibility",10.3,18000,12200]
[204816625,null,"HISENSE","HRCU-A-CB","AMW2-18U3SFA","Ducted Indoor Units","Multiple combinations, check manufacturer compatibility",9.6,18000,12200]
[202864314,null,"HISENSE","HRCU-A-CB-O","AMW3-24U3SAA","Mini-Splits","AST-07UW3SVE**00AST-09UW3SVE**00AST-09UW3SVE**00",11,24000,15400]
[203446790,null,"HISENSE","HRCU-A-CB-O","AMW3-24U3SAA","Ducted Indoor Units","Multiple combinations, check manufacturer compatibility",10,24000,15400]
[203978137,null,"HISENSE","HRCU-A-CB-O","AMW3-24U3SAA","Non-Ducted Indoor Units","Multiple combinations, check manufacturer compatibility",11,24000,15400]
[203978167,null,"HISENSE","HRCU-A-CB-O","AMW3-24U3SAA","Mixed Ducted and Non-Ducted Indoor Units","Multiple combinations, check manufacturer compatibility",10.5,24000,15400]
[202911535,null,"HISENSE","HRCU-A-CB-O","AMW4-36U3STA","Mini-Splits","AST-09UW3SVE**00AST-09UW3SVE**00AST-09UW3SVE**00AST-09UW3SVE**00",11,36000,23200]
[203459336,null,"HISENSE","HMSR-A-CB-O","AMW4-36U3STA","Ducted Indoor Units","Multiple combinations, check manufacturer compatibility",10.8,36000,22000]
[203978166,null,"HISENSE","HRCU-A-CB-O","AMW4-36U3STA","Non-Ducted Indoor Units","Multiple combinations, check manufacturer compatibility",11,36000,23200]
[203978168,null,"HISENSE","HRCU-A-CB-O","AMW4-36U3STA","Mixed Ducted and Non-Ducted Indoor Units","Multiple combinations, check manufacturer compatibility",10.9,36000,22600]
[205123811,null,"HISENSE","HMSV-A-CB","AMW5-42U3STA","Ducted Indoor Units","Multiple combinations, check manufacturer compatibility",9.5,42000,24000]
[205123812,null,"HISENSE","HMSV-A-CB-O","AMW5-42U3STA","Non-Ducted Indoor Units","Multiple combinations, check manufacturer compatibility",10,42000,24000]
[205123813,null,"HISENSE","HMSV-A-CB","AMW5-42U3STA","Mixed Ducted and Non-Ducted Indoor Units","Multiple combinations, check manufacturer compatibility",9.75,42000,24000]
[10091688,null,"HISENSE","HRCU-A-CB-O","AS-09UR1SVD00","Mini-Splits","AS-09UR1SVD**00",10.5,10000,5000]
[10268848,null,"HISENSE","HRCU-A-CB-O","AS-09UR1SVD00","Mini-Splits","AS-09UR1SVDDB00",10.5,10000,5000]
[10268851,null,"HISENSE","HRCU-A-CB-O","AS-09UR1SVD00","Mini-Splits","AS-09UR1SVDDC00",10.5,10000,5000]
[10268854,null,"HISENSE","HRCU-A-CB-O","AS-09UR1SVD00","Mini-Splits","AS-09UR1SVDDJ00",10.5,10000,5000]
[10268855,null,"HISENSE","HRCU-A-CB-O","AS-09UR1SVD00","Mini-Splits","AS-09UR1SVDDK00",10.5,10000,5000]
[10268852,null,"HISENSE","HRCU-A-CB-O","AS-09UR1SVD00","Mini-Splits","AS-09UR1SVDTD00",10.5,10000,5000]
[10268853,null,"HISENSE","HRCU-A-CB-O","AS-09UR1SVD00","Mini-Splits","AS-09UR1SVDTE00",10.5,10000,5000]
[10268863,null,"HISENSE","HRCU-A-CB-O","AS-09UR1SVD00","Mini-Splits","AS-09UR1SVDTG00",10.5,10000,5000]
[10268702,null,"HISENSE","HRCU-A-CB-O","AS-09UR3SVD","Mini-Splits","AS-09UR3SVDDB",9.1,10000,4500]
[10268703,null,"HISENSE","HRCU-A-CB-O","AS-09UR3SVD","Mini-Splits","AS-09UR3SVDDC",9.1,10000,4500]
[10271371,null,"HISENSE","HRCU-A-CB-O","AS-09UR3SVD","Mini-Splits","AS-09UR3SVDDJ",9.1,10000,4500]
[10271372,null,"HISENSE","HRCU-A-CB-O","AS-09UR3SVD","Mini-Splits","AS-09UR3SVDDK",9.1,10000,4500]
[10268704,null,"HISENSE","HRCU-A-CB-O","AS-09UR3SVD","Mini-Splits","AS-09UR3SVDTD",9.1,10000,4500]
[10268705,null,"HISENSE","HRCU-A-CB-O","AS-09UR3SVD","Mini-Splits","AS-09UR3SVDTE",9.1,10000,4500]
[8819815,null,"HISENSE","HRCU-A-CB-O","AS-09UR3SVD","Mini-Splits","AS-09UR3SVDTG",9.1,10000,4500]
[10268706,null,"HISENSE","HRCU-A-CB-O","AS-09UR3SVE","Mini-Splits","AS-09UR3SVEDB",10.5,9500,5000]
[10268707,null,"HISENSE","HRCU-A-CB-O","AS-09UR3SVE","Mini-Splits","AS-09UR3SVEDC",10.5,9500,5000]
[10271373,null,"HISENSE","HRCU-A-CB-O","AS-09UR3SVE","Mini-Splits","AS-09UR3SVEDJ",10.5,9500,5000]
[10271374,null,"HISENSE","HRCU-A-CB-O","AS-09UR3SVE","Mini-Splits","AS-09UR3SVEDK",10.5,9500,5000]
[10268708,null,"HISENSE","HRCU-A-CB-O","AS-09UR3SVE","Mini-Splits","AS-09UR3SVETD",10.5,9500,5000]
[10268709,null,"HISENSE","HRCU-A-CB-O","AS-09UR3SVE","Mini-Splits","AS-09UR3SVETE",10.5,9500,5000]
[8819818,null,"HISENSE","HRCU-A-CB-O","AS-09UR3SVE","Mini-Splits","AS-09UR3SVETG",10.5,9500,5000]
[10102524,null,"HISENSE","HRCU-A-CB-O","AS-09UR3SXE00","Mini-Splits","AS-09UR3SXE**00",12.5,10500,6500]
[10268753,null,"HISENSE","HRCU-A-CB-O","AS-09UR3SXE00","Mini-Splits","AS-09UR3SXEDJ00",12.5,10500,6500]
[10268754,null,"HISENSE","HRCU-A-CB-O","AS-09UR3SXE00","Mini-Splits","AS-09UR3SXEDK00",12.5,10500,6500]
[10268755,null,"HISENSE","HRCU-A-CB-O","AS-09UR3SXE00","Mini-Splits","AS-09UR3SXETE00",12.5,10500,6500]
[10268751,null,"HISENSE","HRCU-A-CB-O","AS-09UR3SXE00","Mini-Splits","AS-09UR3SXETG00",12.5,10500,6500]
[10268752,null,"HISENSE","HRCU-A-CB-O","AS-09UR3SXE00","Mini-Splits","AS-09UR3SXETQ00",12.5,10500,6500]
[201981256,null,"HISENSE","HRCU-A-CB-O","AS-09UW1SVD00","Mini-Splits","AS-09UW1SVD**00",10.5,10000,5000]
[205092759,null,"HISENSE","HRCU-A-CB-O","AS-09UW1SVD00A","Mini-Splits","AS-09UW1SVD**00A",10.5,10000,5000]
[203377293,null,"HISENSE","HRCU-A-CB-O","AS-09UW1SVE00","Mini-Splits","AS-09UW1SVE**00",10,9500,5000]
[205092754,null,"HISENSE","HRCU-A-CB-O","AS-09UW1SVE00A","Mini-Splits","AS-09UW1SVE**00A",10,9500,5000]
[203377559,null,"HISENSE","HRCU-A-CB-O","AS-09UW1SVG00","Mini-Splits","AS-09UW1SVG**00",10,9500,5000]
[205092755,null,"HISENSE","HRCU-A-CB-O","AS-09UW1SVG00A","Mini-Splits","AS-09UW1SVG**00A",10,9500,5000]
[201910436,null,"HISENSE","HRCU-A-CB-O","AS-09UW3SVD","Mini-Splits","AS-09UW3SVD**",9.1,10000,4500]
[205092774,null,"HISENSE","HRCU-A-CB-O","AS-09UW3SVD00A","Mini-Splits","AS-09UW3SVD**00A",9.1,10000,4500]
[201910439,null,"HISENSE","HRCU-A-CB-O","AS-09UW3SVE","Mini-Splits","AS-09UW3SVE**",10.5,9500,5000,"Yes"]
[205092775,null,"HISENSE","HRCU-A-CB-O","AS-09UW3SVE00A","Mini-Splits","AS-09UW3SVE**00A",10.5,9500,5000]
[201981253,null,"HISENSE","HRCU-A-CB-O","AS-09UW3SXE00","Mini-Splits","AS-09UW3SXE**00",12.5,10500,6500,"Yes"]
[205092769,null,"HISENSE","HRCU-A-CB-O","AS-09UW3SXE00B","Mini-Splits","AS-09UW3SXE**00B",12.5,10500,6500]
[203376841,null,"HISENSE","HRCU-A-CB-O","AS-09UW3SXG00","Mini-Splits","AS-09UW3SXG**00",12.5,10500,6500]
[205092767,null,"HISENSE","HRCU-A-CB-O","AS-09UW3SXG00A","Mini-Splits","AS-09UW3SXG**00A",12.5,10500,6500]
[10091681,null,"HISENSE","HRCU-A-CB-O","AS-12UR1SVE00","Mini-Splits","AS-12UR1SVE**00",9.35,13200,7200]
[10268856,null,"HISENSE","HRCU-A-CB-O","AS-12UR1SVE00","Mini-Splits","AS-12UR1SVEDB00",9.35,13200,7200]
[10268857,null,"HISENSE","HRCU-A-CB-O","AS-12UR1SVE00","Mini-Splits","AS-12UR1SVEDC00",9.35,13200,7200]
[10268861,null,"HISENSE","HRCU-A-CB-O","AS-12UR1SVE00","Mini-Splits","AS-12UR1SVEDJ00",9.35,13200,7200]
[10268862,null,"HISENSE","HRCU-A-CB-O","AS-12UR1SVE00","Mini-Splits","AS-12UR1SVEDK00",9.35,13200,7200]
[10268858,null,"HISENSE","HRCU-A-CB-O","AS-12UR1SVE00","Mini-Splits","AS-12UR1SVETD00",9.35,13200,7200]
[10268859,null,"HISENSE","HRCU-A-CB-O","AS-12UR1SVE00","Mini-Splits","AS-12UR1SVETE00",9.35,13200,7200]
[10268860,null,"HISENSE","HRCU-A-CB-O","AS-12UR1SVE00","Mini-Splits","AS-12UR1SVETG00",9.35,13200,7200]
[10324128,null,"HISENSE","HRCU-A-CB-O","AS-12UR3SVE","Mini-Splits","AS-12UR3SVEDA",9,13000,7500]
[10268710,null,"HISENSE","HRCU-A-CB-O","AS-12UR3SVE","Mini-Splits","AS-12UR3SVEDB",9,13000,7500]
[10268711,null,"HISENSE","HRCU-A-CB-O","AS-12UR3SVE","Mini-Splits","AS-12UR3SVEDC",9,13000,7500]
[10324129,null,"HISENSE","HRCU-A-CB-O","AS-12UR3SVE","Mini-Splits","AS-12UR3SVEDE",9,13000,7500]
[10324130,null,"HISENSE","HRCU-A-CB-O","AS-12UR3SVE","Mini-Splits","AS-12UR3SVEDG",9,13000,7500]
[10271375,null,"HISENSE","HRCU-A-CB-O","AS-12UR3SVE","Mini-Splits","AS-12UR3SVEDJ",9,13000,7500]
[10271376,null,"HISENSE","HRCU-A-CB-O","AS-12UR3SVE","Mini-Splits","AS-12UR3SVEDK",9,13000,7500]
[10268712,null,"HISENSE","HRCU-A-CB-O","AS-12UR3SVE","Mini-Splits","AS-12UR3SVETD",9,13000,7500]
[10268713,null,"HISENSE","HRCU-A-CB-O","AS-12UR3SVE","Mini-Splits","AS-12UR3SVETE",9,13000,7500]
[10324131,null,"HISENSE","HRCU-A-CB-O","AS-12UR3SVE","Mini-Splits","AS-12UR3SVETF",9,13000,7500]
[8819814,null,"HISENSE","HRCU-A-CB-O","AS-12UR3SVE","Mini-Splits","AS-12UR3SVETG",9,13000,7500]
[10324133,null,"HISENSE","HRCU-A-CB-O","AS-12UR3SVE","Mini-Splits","AS-12UR3SVETQ",9,13000,7500]
[10324132,null,"HISENSE","HRCU-A-CB-O","AS-12UR3SVE","Mini-Splits","AS-12UR3SVETR",9,13000,7500]
[10102525,null,"HISENSE","HRCU-A-CB-O","AS-12UR3SXA00","Mini-Splits","AS-12UR3SXA**00",12,13000,8000]
[10268760,null,"HISENSE","HRCU-A-CB-O","AS-12UR3SXA00","Mini-Splits","AS-12UR3SXADJ00",12,13000,8000]
[10268757,null,"HISENSE","HRCU-A-CB-O","AS-12UR3SXA00","Mini-Splits","AS-12UR3SXADK00",12,13000,8000]
[10268759,null,"HISENSE","HRCU-A-CB-O","AS-12UR3SXA00","Mini-Splits","AS-12UR3SXATE00",12,13000,8000]
[10268756,null,"HISENSE","HRCU-A-CB-O","AS-12UR3SXA00","Mini-Splits","AS-12UR3SXATG00",12,13000,8000]
[10268758,null,"HISENSE","HRCU-A-CB-O","AS-12UR3SXA00","Mini-Splits","AS-12UR3SXATQ00",12,13000,8000]
[10268714,null,"HISENSE","HRCU-A-CB-O","AS-12UR3SXE","Mini-Splits","AS-12UR3SXEDB",10.8,13000,7500]
[10268715,null,"HISENSE","HRCU-A-CB-O","AS-12UR3SXE","Mini-Splits","AS-12UR3SXEDC",10.8,13000,7500]
[10271377,null,"HISENSE","HRCU-A-CB-O","AS-12UR3SXE","Mini-Splits","AS-12UR3SXEDJ",10.8,13000,7500]
[10271378,null,"HISENSE","HRCU-A-CB-O","AS-12UR3SXE","Mini-Splits","AS-12UR3SXEDK",10.8,13000,7500]
[10268716,null,"HISENSE","HRCU-A-CB-O","AS-12UR3SXE","Mini-Splits","AS-12UR3SXETD",10.8,13000,7500]
[10268717,null,"HISENSE","HRCU-A-CB-O","AS-12UR3SXE","Mini-Splits","AS-12UR3SXETE",10.8,13000,7500]
[8819819,null,"HISENSE","HRCU-A-CB-O","AS-12UR3SXE","Mini-Splits","AS-12UR3SXETG",10.8,13000,7500]
[201981255,null,"HISENSE","HRCU-A-CB-O","AS-12UW1SVE00","Mini-Splits","AS-12UW1SVE**00",9.35,13200,7200]
[205092758,null,"HISENSE","HRCU-A-CB-O","AS-12UW1SVE00A","Mini-Splits","AS-12UW1SVE**00A",9.35,13200,7200]
[203377564,null,"HISENSE","HRCU-A-CB-O","AS-12UW1SXE00","Mini-Splits","AS-12UW1SXE**00",10.5,13000,7500]
[205092756,null,"HISENSE","HRCU-A-CB-O","AS-12UW1SXE00A","Mini-Splits","AS-12UW1SXE**00A",10.5,13000,7500]
[203377565,null,"HISENSE","HRCU-A-CB-O","AS-12UW1SXG00","Mini-Splits","AS-12UW1SXG**00",10.5,13000,7500]
[205092757,null,"HISENSE","HRCU-A-CB-O","AS-12UW1SXG00A","Mini-Splits","AS-12UW1SXG**00A",10.5,13000,7500]
[10238761,null,"HISENSE","HRCU-A-CB-O","AS-12UW3SVE","Mini-Splits","AS-12UW3SVE**",9,13000,7500]
[205092780,null,"HISENSE","HRCU-A-CB-O","AS-12UW3SVE00A","Mini-Splits","AS-12UW3SVE**00A",9,13000,7500]
[201981254,null,"HISENSE","HRCU-A-CB-O","AS-12UW3SXA00","Mini-Splits","AS-12UW3SXA**00",12,13000,8000,"Yes"]
[205092770,null,"HISENSE","HRCU-A-CB-O","AS-12UW3SXA00A","Mini-Splits","AS-12UW3SXA**00A",12,13000,8000]
[201910443,null,"HISENSE","HRCU-A-CB-O","AS-12UW3SXE","Mini-Splits","AS-12UW3SXE**",10.8,13000,7500,"Yes"]
[205092776,null,"HISENSE","HRCU-A-CB-O","AS-12UW3SXE00A","Mini-Splits","AS-12UW3SXE**00A",10.8,13000,7500]
[203376852,null,"HISENSE","HRCU-A-CB-O","AS-12UW3SXL00","Mini-Splits","AS-12UW3SXL**00",12,13000,8000]
[205092768,null,"HISENSE","HRCU-A-CB-O","AS-12UW3SXL00A","Mini-Splits","AS-12UW3SXL**00A",12,13000,8000]
[8819820,null,"HISENSE","HRCU-A-CB-O","AS-12UW5SXX","Mini-Splits","AS-12UW5SXXQA",11,12800,7500]
[10268722,null,"HISENSE","HRCU-A-CB-O","AS-18UR3SBB","Mini-Splits","AS-18UR3SBBDB",11.6,19000,11600]
[10268723,null,"HISENSE","HRCU-A-CB-O","AS-18UR3SBB","Mini-Splits","AS-18UR3SBBDC",11.6,19000,11600]
[10268761,null,"HISENSE","HRCU-A-CB-O","AS-18UR3SBB","Mini-Splits","AS-18UR3SBBDJ",11.6,19000,11600]
[10268762,null,"HISENSE","HRCU-A-CB-O","AS-18UR3SBB","Mini-Splits","AS-18UR3SBBDK",11.6,19000,11600]
[10268724,null,"HISENSE","HRCU-A-CB-O","AS-18UR3SBB","Mini-Splits","AS-18UR3SBBTE",11.6,19000,11600]
[8819821,null,"HISENSE","HRCU-A-CB-O","AS-18UR3SBB","Mini-Splits","AS-18UR3SBBTG",11.6,19000,11600]
[10324134,null,"HISENSE","HRCU-A-CB-O","AS-18UR3SXA","Mini-Splits","AS-18UR3SXADA",10.1,20000,11600]
[10268725,null,"HISENSE","HRCU-A-CB-O","AS-18UR3SXA","Mini-Splits","AS-18UR3SXADB",10.1,20000,11600]
[10268726,null,"HISENSE","HRCU-A-CB-O","AS-18UR3SXA","Mini-Splits","AS-18UR3SXADC",10.1,20000,11600]
[10324135,null,"HISENSE","HRCU-A-CB-O","AS-18UR3SXA","Mini-Splits","AS-18UR3SXADE",10.1,20000,11600]
[10324136,null,"HISENSE","HRCU-A-CB-O","AS-18UR3SXA","Mini-Splits","AS-18UR3SXADG",10.1,20000,11600]
[10268778,null,"HISENSE","HRCU-A-CB-O","AS-18UR3SXA","Mini-Splits","AS-18UR3SXADJ",10.1,20000,11600]
[10268779,null,"HISENSE","HRCU-A-CB-O","AS-18UR3SXA","Mini-Splits","AS-18UR3SXADK",10.1,20000,11600]
[10268727,null,"HISENSE","HRCU-A-CB-O","AS-18UR3SXA","Mini-Splits","AS-18UR3SXATD",10.1,20000,11600]
[10268728,null,"HISENSE","HRCU-A-CB-O","AS-18UR3SXA","Mini-Splits","AS-18UR3SXATE",10.1,20000,11600]
[10324139,null,"HISENSE","HRCU-A-CB-O","AS-18UR3SXA","Mini-Splits","AS-18UR3SXATF",10.1,20000,11600]
[8819822,null,"HISENSE","HRCU-A-CB-O","AS-18UR3SXA","Mini-Splits","AS-18UR3SXATG",10.1,20000,11600]
[10324137,null,"HISENSE","HRCU-A-CB-O","AS-18UR3SXA","Mini-Splits","AS-18UR3SXATQ",10.1,20000,11600]
[10324138,null,"HISENSE","HRCU-A-CB-O","AS-18UR3SXA","Mini-Splits","AS-18UR3SXATR",10.1,20000,11600]
[201912599,null,"HISENSE","HRCU-A-CB-O","AS-18UW3SBB","Mini-Splits","AS-18UW3SBB**",11.6,19000,11600,"Yes"]
[205092777,null,"HISENSE","HRCU-A-CB-O","AS-18UW3SBB00A","Mini-Splits","AS-18UW3SBB**00A",11.6,19000,11600]
[201912808,null,"HISENSE","HRCU-A-CB-O","AS-18UW3SXA","Mini-Splits","AS-18UW3SXA**",10.1,20000,11600]
[205092778,null,"HISENSE","HRCU-A-CB-O","AS-18UW3SXA00A","Mini-Splits","AS-18UW3SXA**00A",10.1,20000,11600]
[10268737,null,"HISENSE","HRCU-A-CB-O","AS-24UR3SBB","Mini-Splits","AS-24UR3SBBDB",9.8000000000000007,24400,13000]
[10268738,null,"HISENSE","HRCU-A-CB-O","AS-24UR3SBB","Mini-Splits","AS-24UR3SBBDC",9.8000000000000007,24400,13000]
[10268739,null,"HISENSE","HRCU-A-CB-O","AS-24UR3SBB","Mini-Splits","AS-24UR3SBBDF",9.8000000000000007,24400,13000]
[10268742,null,"HISENSE","HRCU-A-CB-O","AS-24UR3SBB","Mini-Splits","AS-24UR3SBBDJ",9.8000000000000007,24400,13000]
[10268743,null,"HISENSE","HRCU-A-CB-O","AS-24UR3SBB","Mini-Splits","AS-24UR3SBBDK",9.8000000000000007,24400,13000]
[10268740,null,"HISENSE","HRCU-A-CB-O","AS-24UR3SBB","Mini-Splits","AS-24UR3SBBTD",9.8000000000000007,24400,13000]
[10268741,null,"HISENSE","HRCU-A-CB-O","AS-24UR3SBB","Mini-Splits","AS-24UR3SBBTE",9.8000000000000007,24400,13000]
[8819823,null,"HISENSE","HRCU-A-CB-O","AS-24UR3SBB","Mini-Splits","AS-24UR3SBBTG",9.8000000000000007,24400,13000]
[10268744,null,"HISENSE","HRCU-A-CB-O","AS-24UR3SDB","Mini-Splits","AS-24UR3SDBDB",10.5,24200,15400]
[10268745,null,"HISENSE","HRCU-A-CB-O","AS-24UR3SDB","Mini-Splits","AS-24UR3SDBDC",10.5,24200,15400]
[10268750,null,"HISENSE","HRCU-A-CB-O","AS-24UR3SDB","Mini-Splits","AS-24UR3SDBDF",10.5,24200,15400]
[10268749,null,"HISENSE","HRCU-A-CB-O","AS-24UR3SDB","Mini-Splits","AS-24UR3SDBDJ",10.5,24200,15400]
[10268748,null,"HISENSE","HRCU-A-CB-O","AS-24UR3SDB","Mini-Splits","AS-24UR3SDBDK",10.5,24200,15400]
[10268746,null,"HISENSE","HRCU-A-CB-O","AS-24UR3SDB","Mini-Splits","AS-24UR3SDBTD",10.5,24200,15400]
[10268747,null,"HISENSE","HRCU-A-CB-O","AS-24UR3SDB","Mini-Splits","AS-24UR3SDBTE",10.5,24200,15400]
[8819830,null,"HISENSE","HRCU-A-CB-O","AS-24UR3SDB","Mini-Splits","AS-24UR3SDBTG",10.5,24200,15400]
[201920572,null,"HISENSE","HRCU-A-CB-O","AS-24UW3SBB","Mini-Splits","AS-24UW3SBB**",9.8000000000000007,24400,13000]
[205092779,null,"HISENSE","HRCU-A-CB-O","AS-24UW3SBB00A","Mini-Splits","AS-24UW3SBB**00A",9.8000000000000007,24400,13000]
[10238763,null,"HISENSE","HRCU-A-CB-O","AS-24UW3SDB","Mini-Splits","AS-24UW3SDB**",10.5,24200,15400]
[205092781,null,"HISENSE","HRCU-A-CB-O","AS-24UW3SDB00A","Mini-Splits","AS-24UW3SDB**00A",10.5,24200,15400]
[10227716,null,"HISENSE","HRCU-A-CB-O","AS-30UR3SDK","Mini-Splits","AS-30UR3SDKDK",12.3,31000,16000]
[8819831,null,"HISENSE","HRCU-A-CB-O","AS-30UR3SDK","Mini-Splits","AS-30UR3SDKVQ",12.3,31000,16000]
[10227717,null,"HISENSE","HRCU-A-CB-O","AS-30UR3SDK","Mini-Splits","AS-30UR3SDKVT",12.3,31000,16000]
[10238764,null,"HISENSE","HRCU-A-CB-O","AS-30UW3SDK","Mini-Splits","AS-30UW3SDK**",12.3,31000,16000]
[205092773,null,"HISENSE","HRCU-A-CB-O","AS-30UW3SDK00A","Mini-Splits","AS-30UW3SDK**00A",12.3,31000,16000]
[10227718,null,"HISENSE","HRCU-A-CB-O","AS-36UR3SDK","Mini-Splits","AS-36UR3SDKDK",9.6,33400,17500]
[8819832,null,"HISENSE","HRCU-A-CB-O","AS-36UR3SDK","Mini-Splits","AS-36UR3SDKVQ",9.6,33400,17500]
[10227719,null,"HISENSE","HRCU-A-CB-O","AS-36UR3SDK","Mini-Splits","AS-36UR3SDKVT",9.6,33400,17500]
[201920575,null,"HISENSE","HRCU-A-CB-O","AS-36UW3SDK","Mini-Splits","AS-36UW3SDK**",9.6,33400,17500]
[205092772,null,"HISENSE","HRCU-A-CB-O","AS-36UW3SDK00A","Mini-Splits","AS-36UW3SDK**00A",9.6,33400,17500]
[203403711,null,"HISENSE","HRCU-A-CB-O","AST-07UW3SVG01","Mini-Splits","AST-07UW3SVG**01",10.7,8500,5000]
[203377929,null,"HISENSE","HRCU-A-CB-O","AST-09UW3SVE01","Mini-Splits","AST-09UW3SVE**01",10.7,9500,5000]
[205092760,null,"HISENSE","HRCU-A-CB-O","AST-09UW3SVE01A","Mini-Splits","AST-09UW3SVE**01A",10.7,9500,5000]
[203378161,null,"HISENSE","HRCU-A-CB-O","AST-09UW3SVG01","Mini-Splits","AST-09UW3SVG**01",10.7,9500,5000]
[205092761,null,"HISENSE","HRCU-A-CB-O","AST-09UW3SVG01A","Mini-Splits","AST-09UW3SVG**01A",10.7,9500,5000]
[203378193,null,"HISENSE","HRCU-A-CB-O","AST-12UW3SXE01","Mini-Splits","AST-12UR3SXE**01",10.5,13000,7500]
[203845999,null,"HISENSE","HRCU-A-CB-O","AST-12UW3SXE01","Mini-Splits","AST-12UW3SXE**01",10.5,13000,7500]
[205092782,null,"HISENSE","HRCU-A-CB-O","AST-12UW3SXE01A","Mini-Splits","AST-12UW3SXE**01A",10.5,13000,7500]
[203378232,null,"HISENSE","HRCU-A-CB-O","AST-12UW3SXG01","Mini-Splits","AST-12UW3SXG**01",10.5,13000,7500]
[205092762,null,"HISENSE","HRCU-A-CB-O","AST-12UW3SXG01A","Mini-Splits","AST-12UW3SXG**01A",10.5,13000,7500]
[203378283,null,"HISENSE","HRCU-A-CB-O","AST-18UW3SBB00","Mini-Splits","AST-18UW3SBB**00",11.6,19000,11600]
[205092764,null,"HISENSE","HRCU-A-CB-O","AST-18UW3SBB00A","Mini-Splits","AST-18UW3SBB**00A",11.6,19000,11600]
[203378282,null,"HISENSE","HRCU-A-CB-O","AST-18UW3SBN00","Mini-Splits","AST-18UW3SBN**00",11.6,19000,11600]
[205092763,null,"HISENSE","HRCU-A-CB-O","AST-18UW3SBN00A","Mini-Splits","AST-18UW3SBN**00A",11.6,19000,11600]
[203383847,null,"HISENSE","HRCU-A-CB-O","AST-24UW3SDB01","Mini-Splits","AST-24UW3SDB**01",10.5,26000,14500]
[205092765,null,"HISENSE","HRCU-A-CB-O","AST-24UW3SDB01A","Mini-Splits","AST-24UW3SDB**01A",10.5,26000,14500]
[203383848,null,"HISENSE","HRCU-A-CB-O","AST-24UW3SDN01","Mini-Splits","AST-24UW3SDN**01",10.5,26000,14500]
[205092766,null,"HISENSE","HRCU-A-CB-O","AST-24UW3SDN01A","Mini-Splits","AST-24UW3SDN**01A",10.5,26000,14500]
[10238755,null,"HISENSE","HRCU-A-CB-O","AU182","Mini-Splits","AU182DB",10.1,20000,11600]
[10238754,null,"HISENSE","HRCU-A-CB-O","AU182","Mini-Splits","AU182TG",10.1,20000,11600]
[10238757,null,"HISENSE","HRCU-A-CB-O","AU242","Mini-Splits","AU242DB",9.8000000000000007,24400,13000]
[10238756,null,"HISENSE","HRCU-A-CB-O","AU242","Mini-Splits","AU242TG",9.8000000000000007,24400,13000]
[204835478,null,"HISENSE","HRCU-A-CB-O","AUW-09U3SS","Mini-Splits","ACT-09UR3SCA",9.5,9000,6000]
[204835479,null,"HISENSE","HRCU-A-CB","AUW-09U3SS","Mini-Splits","ADT-09UX3SBL",9.5,9000,6000]
[204976793,null,"HISENSE","HRCU-A-CB-O","AUW-12U3SS","Mini-Splits","ACT-12UR3SCA",10,12000,7000]
[204976792,null,"HISENSE","HRCU-A-CB","AUW-12U3SS","Mini-Splits","ADT-12UX3SBL",10,12000,6600]
[205013613,null,"HISENSE","HRCU-A-CB-O","AUW-18U3SF","Mini-Splits","ACT-18UR3SGB",10,18000,11000]
[205013614,null,"HISENSE","HRCU-A-CB","AUW-18U3SF","Mini-Splits","ADT-18UX3SCL",9.5,18000,11000]
[203167189,null,"HISENSE","HRCU-A-CB-O","AUW-24U3SA","Mini-Splits","ACT-24UR3SGB",10,24000,19600]
[204976869,null,"HISENSE","HRCU-A-CB","AUW-24U3SA","Mini-Splits","ADT-24UX3SLM",10.5,24000,19200]
[205141567,null,"HISENSE","HRCU-A-CB-O","AUW-36U3ST1","Mini-Splits","AUC-36UR3SHB1",10.5,36000,27200]
[205141571,null,"HISENSE","HRCU-A-CB","AUW-36U3ST1","Mini-Splits","AUD-36UX3SHH1",9.5,36000,26000]
[205287681,null,"HISENSE","HRCU-A-CB","AUWR-24U3SF1","Mini-Splits","AUH-24UX3SDH1",10,24000,15300]
[205283018,null,"HISENSE","HRCU-A-CB","AUWR-36U3SA1","Mini-Splits","AUH-36UX3SDH1",11,36000,25000]
[205421174,null,"HISENSE","HRCU-A-CB","AUWR-60U3SP1","Mini-Splits","AUH-60UX3SEH1",10,56000,32400]
[204344212,null,"Hisense","HMSV-A-CB","AVW-36H3FH","Ducted Indoor Units","Multiple combinations, check manufacturer compatibility",10.5,42000,26000]
[204344215,null,"Hisense","HMSV-A-CB","AVW-36H3FH","Non-Ducted Indoor Units","Multiple combinations, check manufacturer compatibility",11,42000,26000]
[205013598,null,"Hisense","HMSV-A-CB","AVW-36H3FH","Mixed Ducted and Non-Ducted Indoor Units","Multiple combinations, check manufacturer compatibility",10.75,42000,26000]
[204344213,null,"Hisense","HMSV-A-CB","AVW-48H3FH","Ducted Indoor Units","Multiple combinations, check manufacturer compatibility",9.5,54000,32000]
[204344216,null,"Hisense","HMSV-A-CB","AVW-48H3FH","Non-Ducted Indoor Units","Multiple combinations, check manufacturer compatibility",10.5,54000,32000]
[205013599,null,"Hisense","HMSV-A-CB","AVW-48H3FH","Mixed Ducted and Non-Ducted Indoor Units","Multiple combinations, check manufacturer compatibility",10,54000,32000]
[204344217,null,"Hisense","HMSV-A-CB","AVW-60H3FH","Non-Ducted Indoor Units","Multiple combinations, check manufacturer compatibility",10.5,61000,35000]
[204344214,null,"Hisense","HMSV-A-CB","AVW-60H3FH","Ducted Indoor Units","Multiple combinations, check manufacturer compatibility",10,61000,35000]
[205013600,null,"Hisense","HMSV-A-CB","AVW-60H3FH","Mixed Ducted and Non-Ducted Indoor Units","Multiple combinations, check manufacturer compatibility",10.25,61000,35000]
[8937155,null,"HITACHI","HMSV-A-CB","HVAHP036B21S","Non-Ducted Indoor Units","Multiple combinations, check manufacturer compatibility",12.8,40000,23800]
[8937156,null,"HITACHI","HMSV-A-CB","HVAHP036B21S","Ducted Indoor Units","Multiple combinations, check manufacturer compatibility",11,40000,23800]
[8937157,null,"HITACHI","HMSV-A-CB","HVAHP036B21S","Mixed Ducted and Non-Ducted Indoor Units","Multiple combinations, check manufacturer compatibility",11.9,40000,23800]
[203994969,null,"HITACHI","HMSV-A-CB","HVAHP036B21S*","Non-Ducted Indoor Units","Multiple combinations, check manufacturer compatibility",12.8,40000,23800]
[203994975,null,"HITACHI","HMSV-A-CB","HVAHP036B21S*","Ducted Indoor Units","Multiple combinations, check manufacturer compatibility",11,40000,23800]
[203995169,null,"HITACHI","HMSV-A-CB","HVAHP036B21S*","Mixed Ducted and Non-Ducted Indoor Units","Multiple combinations, check manufacturer compatibility",11.9,40000,23800]
[8937158,null,"HITACHI","HMSV-A-CB","HVAHP048B21S","Non-Ducted Indoor Units","Multiple combinations, check manufacturer compatibility",11.7,54000,32000]
[8937159,null,"HITACHI","HMSV-A-CB","HVAHP048B21S","Ducted Indoor Units","Multiple combinations, check manufacturer compatibility",11.8,54000,32000]
[8937160,null,"HITACHI","HMSV-A-CB","HVAHP048B21S","Mixed Ducted and Non-Ducted Indoor Units","Multiple combinations, check manufacturer compatibility",11.75,54000,32000]
[203994970,null,"HITACHI","HMSV-A-CB","HVAHP048B21S*","Non-Ducted Indoor Units","Multiple combinations, check manufacturer compatibility",11.7,54000,32000]
[203994976,null,"HITACHI","HMSV-A-CB","HVAHP048B21S*","Ducted Indoor Units","Multiple combinations, check manufacturer compatibility",11.8,54000,32000]
[203995170,null,"HITACHI","HMSV-A-CB","HVAHP048B21S*","Mixed Ducted and Non-Ducted Indoor Units","Multiple combinations, check manufacturer compatibility",11.75,54000,32000]
[9101235,null,"HITACHI","HMSV-A-CB","HVAHP060B21S","Mixed Ducted and Non-Ducted Indoor Units","Multiple combinations, check manufacturer compatibility",11.35,64000,42000]
[9009441,null,"HITACHI","HMSV-A-CB","HVAHP060B21S","Non-Ducted Indoor Units","Multiple combinations, check manufacturer compatibility",12.1,64000,42000]
[9009442,null,"HITACHI","HMSV-A-CB","HVAHP060B21S","Ducted Indoor Units","Multiple combinations, check manufacturer compatibility",10.6,64000,42000]
[203994965,null,"HITACHI","HMSV-A-CB","HVAHP060B21S*","Non-Ducted Indoor Units","Multiple combinations, check manufacturer compatibility",12.1,64000,42000]
[203994978,null,"HITACHI","HMSV-A-CB","HVAHP060B21S*","Ducted Indoor Units","Multiple combinations, check manufacturer compatibility",10.6,64000,42000]
[203995172,null,"HITACHI","HMSV-A-CB","HVAHP060B21S*","Mixed Ducted and Non-Ducted Indoor Units","Multiple combinations, check manufacturer compatibility",11.35,64000,42000]
[10373273,null,"HOME COMFORT INTERNATIONAL","HRCU-A-CB-O","HCI-19S-30000-220V-O","Mini-Splits","HCI-19S-30000-220V-I",9.6,30000,16000]
[10373272,null,"HOME COMFORT INTERNATIONAL","HRCU-A-CB-O","HCI-21S-22000-220V-O","Mini-Splits","HCI-21S-22000-220V-I",10,23000,14000]
[10373271,null,"HOME COMFORT INTERNATIONAL","HRCU-A-CB-O","HCI-22S-18000-220V-O","Mini-Splits","HCI-22S-18000-220V-I",10,18000,10800]
[10373270,null,"HOME COMFORT INTERNATIONAL","HRCU-A-CB-O","HCI-25S-12000-110V-O","Mini-Splits","HCI-25S-12000-110V-I",10,12000,7100]
[10373269,null,"HOME COMFORT INTERNATIONAL","HRCU-A-CB-O","HCI-25S-9000-110V-O","Mini-Splits","HCI-25S-9000-110V-I",11,9000,6800]
[202053814,null,"HotSpot Energy","HRCU-A-CB-O","ACDC12*-ODU","Mini-Splits","ACDC12*-IDU",11,12000,7200]
[203897049,null,"HotSpot Energy","HRCU-A-CB-O","ACDC18O","Mini-Splits","ACDC18I",11,12000,7200]
[10355419,null,"I COOL AIR","HMSV-A-CB","IWMHO27B","Non-Ducted Indoor Units","Multiple combinations, check manufacturer compatibility",9.8000000000000007,28000,16800]
[10355420,null,"I COOL AIR","HMSV-A-CB","IWMHO36B","Non-Ducted Indoor Units","Multiple combinations, check manufacturer compatibility",10.3,36000,25400]
[205072392,null,"ICE AIR","HMSV-A-CB","VFO-36BQAH","Ducted Indoor Units","Multiple combinations, check manufacturer compatibility",10.5,42000,26000]
[205072395,null,"ICE AIR","HMSV-A-CB","VFO-36BQAH","Non-Ducted Indoor Units","Multiple combinations, check manufacturer compatibility",11,42000,26000]
[205072398,null,"ICE AIR","HMSV-A-CB","VFO-36BQAH","Mixed Ducted and Non-Ducted Indoor Units","Multiple combinations, check manufacturer compatibility",10.75,42000,26000]
[205072393,null,"ICE AIR","HMSV-A-CB","VFO-48BQAH","Ducted Indoor Units","Multiple combinations, check manufacturer compatibility",9.5,54000,32000]
[205072396,null,"ICE AIR","HMSV-A-CB","VFO-48BQAH","Non-Ducted Indoor Units","Multiple combinations, check manufacturer compatibility",10.5,54000,32000]
[205072399,null,"ICE AIR","HMSV-A-CB","VFO-48BQAH","Mixed Ducted and Non-Ducted Indoor Units","Multiple combinations, check manufacturer compatibility",10,54000,32000]
[205072394,null,"ICE AIR","HMSV-A-CB","VFO-60BQAH","Ducted Indoor Units","Multiple combinations, check manufacturer compatibility",10,61000,35000]
[205072397,null,"ICE AIR","HMSV-A-CB","VFO-60BQAH","Non-Ducted Indoor Units","Multiple combinations, check manufacturer compatibility",10.5,61000,35000]
[205072400,null,"ICE AIR","HMSV-A-CB","VFO-60BQAH","Mixed Ducted and Non-Ducted Indoor Units","Multiple combinations, check manufacturer compatibility",10.25,61000,35000]
[205261888,null,"ICP COMMERCIAL","HMSV-A-CB","38VMA036HDS3-1","Non-Ducted Indoor Units","Multiple combinations, check manufacturer compatibility",9.1999999999999993,40000,25000]
[205261889,null,"ICP COMMERCIAL","HMSV-A-CB","38VMA036HDS3-1","Ducted Indoor Units","Multiple combinations, check manufacturer compatibility",9.6,40000,25000,"Yes"]
[205261890,null,"ICP COMMERCIAL","HMSV-A-CB","38VMA036HDS3-1","Mixed Ducted and Non-Ducted Indoor Units","Multiple combinations, check manufacturer compatibility",9.4,40000,25000]
[204816936,null,"ICP COMMERCIAL","HMSV-A-CB","38VMA036HDS3-1","Non-Ducted Indoor Units","Multiple combinations, check manufacturer compatibility",9.1999999999999993,40000,25000]
[204816937,null,"ICP COMMERCIAL","HMSV-A-CB","38VMA036HDS3-1","Ducted Indoor Units","Multiple combinations, check manufacturer compatibility",9.6,40000,25000]
[204816938,null,"ICP COMMERCIAL","HMSV-A-CB","38VMA036HDS3-1","Mixed Ducted and Non-Ducted Indoor Units","Multiple combinations, check manufacturer compatibility",9.4,40000,25000]
[205261891,null,"ICP COMMERCIAL","HMSV-A-CB","38VMA048HDS3-1","Non-Ducted Indoor Units","Multiple combinations, check manufacturer compatibility",9.1999999999999993,52500,34000]
[205261892,null,"ICP COMMERCIAL","HMSV-A-CB","38VMA048HDS3-1","Ducted Indoor Units","Multiple combinations, check manufacturer compatibility",9.6,52500,34000,"Yes"]
[205261893,null,"ICP COMMERCIAL","HMSV-A-CB","38VMA048HDS3-1","Mixed Ducted and Non-Ducted Indoor Units","Multiple combinations, check manufacturer compatibility",9.4,52500,34000]
[204816939,null,"ICP COMMERCIAL","HMSV-A-CB","38VMA048HDS3-1","Non-Ducted Indoor Units","Multiple combinations, check manufacturer compatibility",9.1999999999999993,52500,34000]
[204816940,null,"ICP COMMERCIAL","HMSV-A-CB","38VMA048HDS3-1","Ducted Indoor Units","Multiple combinations, check manufacturer compatibility",9.6,52500,34000]
[204816941,null,"ICP COMMERCIAL","HMSV-A-CB","38VMA048HDS3-1","Mixed Ducted and Non-Ducted Indoor Units","Multiple combinations, check manufacturer compatibility",9.4,52500,34000]
[205261896,null,"ICP COMMERCIAL","HMSV-A-CB","38VMA060HDS3-1","Mixed Ducted and Non-Ducted Indoor Units","Multiple combinations, check manufacturer compatibility",10,66000,42000]
[205261894,null,"ICP COMMERCIAL","HMSV-A-CB","38VMA060HDS3-1","Non-Ducted Indoor Units","Multiple combinations, check manufacturer compatibility",10,66000,42000]
[205261895,null,"ICP COMMERCIAL","HMSV-A-CB","38VMA060HDS3-1","Ducted Indoor Units","Multiple combinations, check manufacturer compatibility",10,66000,42000]
[204816942,null,"ICP COMMERCIAL","HMSV-A-CB","38VMA060HDS3-1","Non-Ducted Indoor Units","Multiple combinations, check manufacturer compatibility",10,66000,42000]
[204816943,null,"ICP COMMERCIAL","HMSV-A-CB","38VMA060HDS3-1","Ducted Indoor Units","Multiple combinations, check manufacturer compatibility",10,66000,42000]
[204816952,null,"ICP COMMERCIAL","HMSV-A-CB","38VMA060HDS3-1","Mixed Ducted and Non-Ducted Indoor Units","Multiple combinations, check manufacturer compatibility",10,66000,42000]
[205261897,null,"ICP COMMERCIAL","HMSV-A-CB","38VMB036HDS3-1","Non-Ducted Indoor Units","Multiple combinations, check manufacturer compatibility",9.1999999999999993,40000,25000]
[205261898,null,"ICP COMMERCIAL","HMSV-A-CB","38VMB036HDS3-1","Ducted Indoor Units","Multiple combinations, check manufacturer compatibility",9.6,40000,25000,"Yes"]
[205261899,null,"ICP COMMERCIAL","HMSV-A-CB","38VMB036HDS3-1","Mixed Ducted and Non-Ducted Indoor Units","Multiple combinations, check manufacturer compatibility",9.4,40000,25000]
[205261900,null,"ICP COMMERCIAL","HMSV-A-CB","38VMB048HDS3-1","Non-Ducted Indoor Units","Multiple combinations, check manufacturer compatibility",9.1999999999999993,52500,34000]
[205261901,null,"ICP COMMERCIAL","HMSV-A-CB","38VMB048HDS3-1","Ducted Indoor Units","Multiple combinations, check manufacturer compatibility",9.6,52500,34000,"Yes"]
[205261902,null,"ICP COMMERCIAL","HMSV-A-CB","38VMB048HDS3-1","Mixed Ducted and Non-Ducted Indoor Units","Multiple combinations, check manufacturer compatibility",9.4,52500,34000]
[205261903,null,"ICP COMMERCIAL","HMSV-A-CB","38VMB060HDS3-1","Non-Ducted Indoor Units","Multiple combinations, check manufacturer compatibility",10,66000,42000]
[205261904,null,"ICP COMMERCIAL","HMSV-A-CB","38VMB060HDS3-1","Ducted Indoor Units","Multiple combinations, check manufacturer compatibility",10,66000,42000]
[205261905,null,"ICP COMMERCIAL","HMSV-A-CB","38VMB060HDS3-1","Mixed Ducted and Non-Ducted Indoor Units","Multiple combinations, check manufacturer compatibility",10,66000,42000]
[9004339,null,"INNOVAIR","HMSV-A-CB","IOV036H2MDC707","Non-Ducted Indoor Units","Multiple combinations, check manufacturer compatibility",9,41500,24000]
[9004340,null,"INNOVAIR","HMSV-A-CB","IOV036H2MDC707","Ducted Indoor Units","Multiple combinations, check manufacturer compatibility",9,42000,25200]
[10306830,null,"INNOVAIR","HMSV-A-CB","IOV036H2MDC707(A)","Non-Ducted Indoor Units","Multiple combinations, check manufacturer compatibility",9,41500,24000]
[10306908,null,"INNOVAIR","HMSV-A-CB","IOV036H2MDC707(A)","Ducted Indoor Units","Multiple combinations, check manufacturer compatibility",9,42000,25200]
[9004341,null,"INNOVAIR","HMSV-A-CB","IOV048H2MDC708","Non-Ducted Indoor Units","Multiple combinations, check manufacturer compatibility",9,52500,31600]
[9004342,null,"INNOVAIR","HMSV-A-CB","IOV048H2MDC708","Ducted Indoor Units","Multiple combinations, check manufacturer compatibility",9,52500,32000]
[10307043,null,"INNOVAIR","HMSV-A-CB","IOV048H2MDC708(A)","Non-Ducted Indoor Units","Multiple combinations, check manufacturer compatibility",9,52500,31600]
[10307116,null,"INNOVAIR","HMSV-A-CB","IOV048H2MDC708(A)","Ducted Indoor Units","Multiple combinations, check manufacturer compatibility",9,52500,32000]
[202632179,null,"INNOVAIR","HRCU-A-CB-O","LIN13H14A17(O)","Mini-Splits","LIN13H14A17(I)",9,12500,7500]
[202632183,null,"INNOVAIR","HRCU-A-CB-O","LIN13H23A23(O)","Mini-Splits","LIN13H23A23(I)",11,12000,7200]
[202632180,null,"INNOVAIR","HRCU-A-CB-O","LIN13H24A17(O)","Mini-Splits","LIN13H24A17(I)",9,12300,7000]
[202632184,null,"INNOVAIR","HRCU-A-CB-O","LIN18H23A23(O)","Mini-Splits","LIN18H23A23(I)",10,17200,10000]
[202632181,null,"INNOVAIR","HRCU-A-CB-O","LIN18H24A17(O)","Mini-Splits","LIN18H24A17(I)",9,18400,10000]
[202632182,null,"INNOVAIR","HRCU-A-CB-O","LIN24H24A17(O)","Mini-Splits","LIN24H24A17(I)",9,24000,11000]
[9088694,null,"INNOVAIR","HRCU-A-CB-O","TIN1036H2V02","Mini-Splits","TIN1036H2V02",9.6,30000,19000]
[9108760,null,"INNOVAIR","HRCU-A-CB-O","TIN1439H2V02","Mini-Splits","TIN1439H2V02",10,36000,21400]
[10443482,null,"INNOVAIR","HRCU-A-CB-O","TIN312H1V33(O)","Mini-Splits","TIN312H1V33(I)",9,9500,5800]
[10443481,null,"INNOVAIR","HRCU-A-CB-O","TIN312H2V33(O)","Mini-Splits","TIN312H2V33(I)",9,9800,5700]
[10443484,null,"INNOVAIR","HRCU-A-CB-O","TIN414H1V33(O)","Mini-Splits","TIN414H1V33(I)",9,12000,7500]
[10443483,null,"INNOVAIR","HRCU-A-CB-O","TIN414H2V33(O)","Mini-Splits","TIN414H2V33(I)",9,11800,6800]
[10443485,null,"INNOVAIR","HRCU-A-CB-O","TIN520H2V33(O)","Mini-Splits","TIN520H2V33(I)",9.8000000000000007,18000,12200]
[10443486,null,"INNOVAIR","HRCU-A-CB-O","TIN625H2V33(O)","Mini-Splits","TIN625H2V33(I)",9,25000,14800]
[205129429,null,"INNOVAIR","HRCU-A-CB-O","VIN310H1V51(O)","Mini-Splits","VIN310H1V51(I)",10,10000,6000]
[205281500,null,"INNOVAIR","HRCU-A-CB-O","VIN310H1V51(O)","Mini-Splits","VIN310H1V51(I)",10,10000,6000]
[205129430,null,"INNOVAIR","HRCU-A-CB-O","VIN414H1V51(O)","Mini-Splits","VIN414H1V51(I)",9.5,12000,7500]
[205281501,null,"INNOVAIR","HRCU-A-CB-O","VIN414H1V51(O)","Mini-Splits","VIN414H1V51(I)",9.5,12000,7500]
[205129431,null,"INNOVAIR","HRCU-A-CB-O","VIN414H2V51(O)","Mini-Splits","VIN414H2V51(I)",9.5,12000,6800]
[205281502,null,"INNOVAIR","HRCU-A-CB-O","VIN414H2V51(O)","Mini-Splits","VIN414H2V51(I)",9.5,12000,6800]
[205129432,null,"INNOVAIR","HRCU-A-CB-O","VIN520H2V51(O)","Mini-Splits","VIN520H2V51(I)",10,18000,11000]
[205281503,null,"INNOVAIR","HRCU-A-CB-O","VIN520H2V51(O)","Mini-Splits","VIN520H2V51(I)",10,18000,11000]
[205129433,null,"INNOVAIR","HRCU-A-CB-O","VIN625H2V51(O)","Mini-Splits","VIN625H2V51(I)",9.5,24000,14400]
[205281504,null,"INNOVAIR","HRCU-A-CB-O","VIN625H2V51(O)","Mini-Splits","VIN625H2V51(I)",9.5,24000,14400]
[202053797,null,"INNOVAIR","HMSV-A-CB","VOM0522H7RE602","Non-Ducted Indoor Units","Multiple combinations, check manufacturer compatibility",11,19000,12800]
[202053798,null,"INNOVAIR","HMSV-A-CB","VOM0733H7RE603","Non-Ducted Indoor Units","Multiple combinations, check manufacturer compatibility",11,26000,16600]
[202053799,null,"INNOVAIR","HMSV-A-CB","VOM0833H7RE604","Non-Ducted Indoor Units","Multiple combinations, check manufacturer compatibility",11.5,30000,18000]
[202053800,null,"INNOVAIR","HMSV-A-CB","VOM0836H7RE605","Non-Ducted Indoor Units","Multiple combinations, check manufacturer compatibility",11.5,42500,20000]
[202053801,null,"INNOVAIR","HMSV-A-CB","VOM0847H7RE605","Non-Ducted Indoor Units","Multiple combinations, check manufacturer compatibility",10.199999999999999,45000,29000]
[202288824,null,"Innovair","HRCU-A-CB-O","WIN09H1V51(O)","Mini-Splits","WIN09H1V51(I)",10.5,10000,5000]
[202288825,null,"Innovair","HRCU-A-CB-O","WIN12H1V51(O)","Mini-Splits","WIN12H1V51(I)",9.35,13200,7200]
[202288826,null,"Innovair","HRCU-A-CB-O","WIN12H2V51(O)","Mini-Splits","WIN12H2V51(I)",9,13000,7500]
[202288827,null,"Innovair","HRCU-A-CB-O","WIN18H2V51(O)","Mini-Splits","WIN18H2V51(I)",10.1,20000,11600]
[202288828,null,"Innovair","HRCU-A-CB-O","WIN24H2V51(O)","Mini-Splits","WIN24H2V51(I)",9.8000000000000007,24400,13000]
[204760844,null,"KANIONco","HRCU-A-CB-O","KD-09R410AH","Mini-Splits","KD-09R410AH",10.5,10000,5800]
[204760845,null,"KANIONco","HRCU-A-CB","KD-12R410AH","Mini-Splits","KD-12R410AH",11.5,12000,7200]
[204760846,null,"KANIONco","HRCU-A-CB","KD-18R410AH","Mini-Splits","KD-18R410AH",10.5,18000,12000]
[204760847,null,"KANIONco","HRCU-A-CB","KD-24R410AH","Mini-Splits","KD-24R410AH",11,24400,16000]
[204760848,null,"KANIONco","HRCU-A-CB","KD-36R410AH","Mini-Splits","KD-36R410AH",11.5,40000,27600]
[204760849,null,"KANIONco","HRCU-A-CB","KD-48R410AH","Mini-Splits","KD-48R410AH",10.3,49500,33400]
[204760833,null,"KANIONco","HRCU-A-CB-O","KWSM-09IR410AHS19","Mini-Splits","KWSM-09IR410AHS19",9.5,9000,6000]
[204760831,null,"KANIONco","HRCU-A-CB-O","KWSM-09IR410AHS19L","Mini-Splits","KWSM-09IR410AHS19L",10,10000,6000]
[204760839,null,"KANIONco","HRCU-A-CB-O","KWSM-09IR410AHS21","Mini-Splits","KWSM-09IR410AHS21",10.5,9800,6400]
[204760837,null,"KANIONco","HRCU-A-CB-O","KWSM-09IR410AHS21L","Mini-Splits","KWSM-09IR410AHS21L",10.5,9800,5900]
[204760834,null,"KANIONco","HRCU-A-CB-O","KWSM-12IR410AHS19","Mini-Splits","KWSM-12IR410AHS19",9.5,12000,6800]
[204760832,null,"KANIONco","HRCU-A-CB-O","KWSM-12IR410AHS19L","Mini-Splits","KWSM-12IR410AHS19L",9.5,12000,7500]
[204760840,null,"KANIONco","HRCU-A-CB-O","KWSM-12IR410AHS21","Mini-Splits","KWSM-12IR410AHS21",9.8000000000000007,12000,7200]
[204760838,null,"KANIONco","HRCU-A-CB-O","KWSM-12IR410AHS21L","Mini-Splits","KWSM-12IR410AHS21L",11.2,12000,7100]
[203376747,null,"KANIONco","HRCU-A-CB-O","KWSM-12R410AIH","Mini-Splits","KWSM-12R410AIH",9,11800,6800]
[202832584,null,"KANIONco","HRCU-A-CB-O","KWSM-12R410AIH","Mini-Splits","KWSM-12R410AIH",9,12000,7500]
[204760835,null,"KANIONco","HRCU-A-CB-O","KWSM-18IR410AHS19","Mini-Splits","KWSM-18IR410AHS19",10,18000,11000]
[204760841,null,"KANIONco","HRCU-A-CB-O","KWSM-18IR410AHS21","Mini-Splits","KWSM-18IR410AHS21",10,18000,10400]
[203376746,null,"KANIONco","HRCU-A-CB-O","KWSM-18R410AIH","Mini-Splits","KWSM-18R410AIH",9.8000000000000007,18000,12200]
[204760836,null,"KANIONco","HRCU-A-CB-O","KWSM-24IR410AHS19","Mini-Splits","KWSM-24IR410AHS19",9.5,24000,14400]
[204760842,null,"KANIONco","HRCU-A-CB-O","KWSM-24IR410AHS21","Mini-Splits","KWSM-24IR410AHS21",10,25000,15300]
[202832583,null,"KANIONco","HRCU-A-CB-O","KWSM-24R410AIH","Mini-Splits","KWSM-24R410AIH",9,25000,14800]
[202784839,null,"KANIONco","HMSV-A-CB","KWSMO-18R410AIH","Non-Ducted Indoor Units","Multiple combinations, check manufacturer compatibility",10,18000,11800]
[202356685,null,"KANIONco","HMSV-A-CB","KWSMO-30R410AIH","Specific","KWSMI-09R410AIHKWSMI-09R410AIHKWSMI-09R410AIH",9.8000000000000007,28000,16800]
[202356686,null,"KANIONco","HMSV-A-CB","KWSMO-36R410AIH","Non-Ducted Indoor Units","Multiple combinations, check manufacturer compatibility",10.3,36000,25400]
[204760843,null,"KANIONco","HMSV-A-CB","KWSMO-48R410AIH","Non-Ducted Indoor Units","Multiple combinations, check manufacturer compatibility",10.4,48000,30800]
[201830345,null,"KARDA","HRCU-A-CB-O","1PAMSHH09-SZO-25","Mini-Splits","1PAMSHH09-SZW-25",11.2,10900,6900,"Yes"]
[201830346,null,"KARDA","HRCU-A-CB-O","1PAMSHH12-SZO-22.5","Mini-Splits","1PAMSHH12-SZW-22.5",12,12000,7800,"Yes"]
[201830347,null,"KARDA","HRCU-A-CB-O","1PAMSHH18-SZO-22.5","Mini-Splits","1PAMSHH18-SZW-22.5",11,17000,10800]
[201830348,null,"KARDA","HRCU-A-CB-O","1PAMSHH24-SZO-20.5","Mini-Splits","1PAMSHH24-SZW-20.5",11.5,24000,15400,"Yes"]
[202608469,null,"KARDA","HMSV-A-CB","2PAMSH18-MZO2","Non-Ducted Indoor Units","Multiple combinations, check manufacturer compatibility",10.3,19000,12000,"Yes"]
[202882199,null,"KARDA","HMSV-A-CB","2PAMSH18-MZO2","Ducted Indoor Units","Multiple combinations, check manufacturer compatibility",10,18500,11500]
[202882200,null,"KARDA","HMSV-A-CB","2PAMSH18-MZO2","Mixed Ducted and Non-Ducted Indoor Units","Multiple combinations, check manufacturer compatibility",9.85,18200,11550]
[202608467,null,"KARDA","HMSV-A-CB","2PAMSH27-MZO3","Non-Ducted Indoor Units","Multiple combinations, check manufacturer compatibility",10.3,28000,17200,"Yes"]
[202882197,null,"KARDA","HMSV-A-CB","2PAMSH27-MZO3","Ducted Indoor Units","Multiple combinations, check manufacturer compatibility",10,28000,17600]
[202882198,null,"KARDA","HMSV-A-CB","2PAMSH27-MZO3","Mixed Ducted and Non-Ducted Indoor Units","Multiple combinations, check manufacturer compatibility",10.4,27400,17700]
[202635367,null,"KARDA","HMSV-A-CB","2PAMSH36-MZO4","Specific","1PAMSHH09-SZW-251PAMSHH09-SZW-251PAMSHH09-SZW-251PAMSHH09-SZW-25",10.199999999999999,36000,24600]
[202882201,null,"KARDA","HMSV-A-CB","2PAMSH36-MZO4","Ducted Indoor Units","Multiple combinations, check manufacturer compatibility",10,37000,23000]
[202882202,null,"KARDA","HMSV-A-CB","2PAMSH36-MZO4","Mixed Ducted and Non-Ducted Indoor Units","Multiple combinations, check manufacturer compatibility",10.1,36400,23300]
[202608468,null,"KARDA","HMSV-A-CB","2PAMSH48-MZO5","Non-Ducted Indoor Units","Multiple combinations, check manufacturer compatibility",10.199999999999999,48000,29600,"Yes"]
[202882195,null,"KARDA","HMSV-A-CB","2PAMSH48-MZO5","Ducted Indoor Units","Multiple combinations, check manufacturer compatibility",11.5,50000,34000]
[202882196,null,"KARDA","HMSV-A-CB","2PAMSH48-MZO5","Mixed Ducted and Non-Ducted Indoor Units","Multiple combinations, check manufacturer compatibility",10.85,49000,32200]
[202140576,null,"KARDA","HRCU-A-CB-O","2PAMSHH18-SZO-20","Mini-Splits","2PAMSHH18-SZW-20",10.3,18000,10800]
[10398922,null,"KAUSSMANN","HRCU-A-CB-O","KM-18-12000-HS-115V-O","Mini-Splits","KM-18-12000-HS-115V-I",9.35,13200,7200]
[10399036,null,"KAUSSMANN","HRCU-A-CB-O","KM-18-18000-HS-230V-O","Mini-Splits","KM-18-18000-HS-230V-I",10.1,20000,11600]
[10399094,null,"KAUSSMANN","HRCU-A-CB-O","KM-18-24000-HS-230V-O","Mini-Splits","KM-18-24000-HS-230V-I",9.8000000000000007,24400,13000]
[10399194,null,"KAUSSMANN","HRCU-A-CB-O","KM-18-36000-HS-230V-O","Mini-Splits","KM-18-36000-HS-230V-I",9.6,33400,17500]
[10347175,null,"KAUSSMANN","HRCU-A-CB-O","KM-21-12000-HS-230V-O","Mini-Splits","KM-21-12000-HS-230V-I",10.8,13000,7500]
[10399141,null,"KAUSSMANN","HRCU-A-CB-O","KM-21-24000-HS-230V-O","Mini-Splits","KM-21-24000-HS-230V-I",10.5,24200,15400]
[10347174,null,"KAUSSMANN","HRCU-A-CB-O","KM-22-9000-HS-230V-O","Mini-Splits","KM-22-9000-HS-230V-I",10.5,9500,5000]
[10347176,null,"KAUSSMANN","HRCU-A-CB-O","KM-23-18000-HS-230V-O","Mini-Splits","KM-23-18000-HS-230V-I",11.6,19000,11600]
[10344522,null,"KAUSSMANN","HMSV-A-CB","KM-MZN-UBER-18000-O","Non-Ducted Indoor Units","Multiple combinations, check manufacturer compatibility",10.3,19000,12000]
[10344523,null,"KAUSSMANN","HMSV-A-CB","KM-MZN-UBER-30000-O","Non-Ducted Indoor Units","Multiple combinations, check manufacturer compatibility",10.3,28000,17200]
[201835658,null,"KEEPRITE","HRCU-A-CB-O","DLCERAH09AAK","Mini-Splits","DLFEHAH09XAK",10,9800,5800]
[201835657,null,"KEEPRITE","HRCU-A-CB-O","DLCERAH12AAJ","Mini-Splits","DLFEHAH12XAJ",10.3,12000,7200]
[201835661,null,"KEEPRITE","HRCU-A-CB-O","DLCERAH12AAK","Mini-Splits","DLFEHAH12XAK",9.6,12000,7300]
[201835663,null,"KEEPRITE","HRCU-A-CB-O","DLCERAH18AAK","Mini-Splits","DLFEHAH18XAK",10.1,18000,11400]
[201835665,null,"KEEPRITE","HRCU-A-CB-O","DLCERAH24AAK","Mini-Splits","DLFEHAH24XAK",9.6,24800,15300]
[201835727,null,"KEEPRITE","HRCU-A-CB-O","DLCLRAH36AAK","Mini-Splits","DLFLCAH36XAK",10.5,38000,25200,"Yes"]
[201835683,null,"KEEPRITE","HRCU-A-CB","DLCLRAH36AAK","Mini-Splits","DLFLDAH36XAK",11.5,40000,27600,"Yes"]
[201835725,null,"KEEPRITE","HRCU-A-CB-O","DLCLRAH36AAK","Mini-Splits","DLFLFAH36XAK",10,38000,25400,"Yes"]
[201835733,null,"KEEPRITE","HRCU-A-CB-O","DLCLRAH48AAK","Mini-Splits","DLFLCAH48XAK",11,50000,35000,"Yes"]
[201835685,null,"KEEPRITE","HRCU-A-CB","DLCLRAH48AAK","Mini-Splits","DLFLDAH48XAK",10.3,49500,33400,"Yes"]
[201835731,null,"KEEPRITE","HRCU-A-CB-O","DLCLRAH48AAK","Mini-Splits","DLFLFAH48XAK",11,50000,35000,"Yes"]
[201835687,null,"KEEPRITE","HRCU-A-CB","DLCLRAH58AAK","Mini-Splits","DLFLDAH58XAK",9,60000,37600,"Yes"]
[201835735,null,"KEEPRITE","HRCU-A-CB-O","DLCLRAH58AAK","Mini-Splits","DLFLFAH58XAK",10.5,60000,39000,"Yes"]
[201835689,null,"KEEPRITE","HMSV-A-CB","DLCMRAH18BAK","Non-Ducted Indoor Units","Multiple combinations, check manufacturer compatibility",9.6999999999999993,18000,11600]
[201835737,null,"KEEPRITE","HMSV-A-CB","DLCMRAH18BAK","Mixed Ducted and Non-Ducted Indoor Units","Multiple combinations, check manufacturer compatibility",9.85,18200,11550]
[201835697,null,"KEEPRITE","HMSV-A-CB","DLCMRAH18BAK","Ducted Indoor Units","Multiple combinations, check manufacturer compatibility",10,18500,11500]
[201835691,null,"KEEPRITE","HMSV-A-CB","DLCMRAH27CAK","Non-Ducted Indoor Units","Multiple combinations, check manufacturer compatibility",10.8,27000,17800,"Yes"]
[201835740,null,"KEEPRITE","HMSV-A-CB","DLCMRAH27CAK","Mixed Ducted and Non-Ducted Indoor Units","Multiple combinations, check manufacturer compatibility",10.4,27400,17700]
[201835699,null,"KEEPRITE","HMSV-A-CB","DLCMRAH27CAK","Ducted Indoor Units","Multiple combinations, check manufacturer compatibility",10,28000,17600]
[201835741,null,"KEEPRITE","HMSV-A-CB","DLCMRAH36DAK","Mixed Ducted and Non-Ducted Indoor Units","Multiple combinations, check manufacturer compatibility",10,37000,23000]
[201835693,null,"KEEPRITE","HMSV-A-CB","DLCMRAH36DAK","Non-Ducted Indoor Units","Multiple combinations, check manufacturer compatibility",10.199999999999999,36000,23600,"Yes"]
[201835701,null,"KEEPRITE","HMSV-A-CB","DLCMRAH36DAK","Ducted Indoor Units","Multiple combinations, check manufacturer compatibility",10,37000,23000]
[201835743,null,"KEEPRITE","HMSV-A-CB","DLCMRAH48EAK","Mixed Ducted and Non-Ducted Indoor Units","Multiple combinations, check manufacturer compatibility",10.85,49000,32200]
[201835695,null,"KEEPRITE","HMSV-A-CB","DLCMRAH48EAK","Non-Ducted Indoor Units","Multiple combinations, check manufacturer compatibility",10.199999999999999,48000,30400,"Yes"]
[201835703,null,"KEEPRITE","HMSV-A-CB","DLCMRAH48EAK","Ducted Indoor Units","Multiple combinations, check manufacturer compatibility",11.5,50000,34000]
[201835652,null,"KEEPRITE","HRCU-A-CB-O","DLCPRAH09AAK","Mini-Splits","DLFPHAH09XAK",14.5,10000,7200,"Yes"]
[201835655,null,"KEEPRITE","HRCU-A-CB-O","DLCPRAH12AAK","Mini-Splits","DLFPHAH12XAK",13.6,12000,6800,"Yes"]
[202463650,null,"KEEPRITE","HRCU-A-CB-O","DLCPRAH18AAK","Mini-Splits","DLFPHAH18XAK",14,18000,12300,"Yes"]
[202463651,null,"KEEPRITE","HRCU-A-CB-O","DLCPRAH24AAK","Mini-Splits","DLFPHAH24XAK",12,24000,15400,"Yes"]
[201835666,null,"KEEPRITE","HRCU-A-CB-O","DLCSRAH09AAJ","Mini-Splits","DLFSHAH09XAJ",10.5,9800,5600,"Yes"]
[201835707,null,"KEEPRITE","HRCU-A-CB-O","DLCSRAH09AAK","Mini-Splits","DLFSCAH09XAK",10.199999999999999,10000,6700,"Yes"]
[201835705,null,"KEEPRITE","HRCU-A-CB","DLCSRAH09AAK","Mini-Splits","DLFSDAH09XAK",11.5,10000,6800,"Yes"]
[201835671,null,"KEEPRITE","HRCU-A-CB-O","DLCSRAH09AAK","Mini-Splits","DLFSHAH09XAK",10.5,12000,7500,"Yes"]
[201835669,null,"KEEPRITE","HRCU-A-CB-O","DLCSRAH12AAJ","Mini-Splits","DLFSHAH12XAJ",11,11800,7100,"Yes"]
[201835709,null,"KEEPRITE","HRCU-A-CB-O","DLCSRAH12AAK","Mini-Splits","DLFSCAH12XAK",10.199999999999999,12000,8200,"Yes"]
[201835713,null,"KEEPRITE","HRCU-A-CB","DLCSRAH12AAK","Mini-Splits","DLFSDAH12XAK",11,12500,8100,"Yes"]
[201835711,null,"KEEPRITE","HRCU-A-CB-O","DLCSRAH12AAK","Mini-Splits","DLFSFAH12XAK",10.5,12000,9600,"Yes"]
[201835673,null,"KEEPRITE","HRCU-A-CB-O","DLCSRAH12AAK","Mini-Splits","DLFSHAH12XAK",11,12000,7600,"Yes"]
[201835717,null,"KEEPRITE","HRCU-A-CB-O","DLCSRAH18AAK","Mini-Splits","DLFSCAH18XAK",10.5,18000,12000,"Yes"]
[201835729,null,"KEEPRITE","HRCU-A-CB","DLCSRAH18AAK","Mini-Splits","DLFSDAH18XAK",10.8,19000,12400]
[201835715,null,"KEEPRITE","HRCU-A-CB-O","DLCSRAH18AAK","Mini-Splits","DLFSFAH18XAK",10.199999999999999,18000,12900,"Yes"]
[201835675,null,"KEEPRITE","HRCU-A-CB-O","DLCSRAH18AAK","Mini-Splits","DLFSHAH18XAK",10.5,18000,11900,"Yes"]
[201835723,null,"KEEPRITE","HRCU-A-CB-O","DLCSRAH24AAK","Mini-Splits","DLFSCAH24XAK",11.5,24000,16200,"Yes"]
[201835719,null,"KEEPRITE","HRCU-A-CB","DLCSRAH24AAK","Mini-Splits","DLFSDAH24XAK",12,24000,17400,"Yes"]
[201835721,null,"KEEPRITE","HRCU-A-CB-O","DLCSRAH24AAK","Mini-Splits","DLFSFAH24XAK",11.5,24000,17200,"Yes"]
[201835677,null,"KEEPRITE","HRCU-A-CB-O","DLCSRAH24AAK","Mini-Splits","DLFSHAH24XAK",10,25000,15000,"Yes"]
[201835679,null,"KEEPRITE","HRCU-A-CB-O","DLCSRAH30AAK","Mini-Splits","DLFSHAH30XAK",9.8000000000000007,30000,18000]
[201835681,null,"KEEPRITE","HRCU-A-CB-O","DLCSRAH36AAK","Mini-Splits","DLFSHAH36XAK",10,36000,20600,"Yes"]
[201835754,null,"KENMORE","HRCU-A-CB-O","DLCERAH09AAK","Mini-Splits","DLFEHAH09XAK",10,9800,5800]
[201835752,null,"KENMORE","HRCU-A-CB-O","DLCERAH12AAJ","Mini-Splits","DLFEHAH12XAJ",10.3,12000,7200]
[201835756,null,"KENMORE","HRCU-A-CB-O","DLCERAH12AAK","Mini-Splits","DLFEHAH12XAK",9.6,12000,7300]
[201835758,null,"KENMORE","HRCU-A-CB-O","DLCERAH18AAK","Mini-Splits","DLFEHAH18XAK",10.1,18000,11400]
[201835760,null,"KENMORE","HRCU-A-CB-O","DLCERAH24AAK","Mini-Splits","DLFEHAH24XAK",9.6,24800,15300]
[201835823,null,"KENMORE","HRCU-A-CB-O","DLCLRAH36AAK","Mini-Splits","DLFLCAH36XAK",10.5,38000,25200,"Yes"]
[201835778,null,"KENMORE","HRCU-A-CB","DLCLRAH36AAK","Mini-Splits","DLFLDAH36XAK",11.5,40000,27600,"Yes"]
[201835821,null,"KENMORE","HRCU-A-CB-O","DLCLRAH36AAK","Mini-Splits","DLFLFAH36XAK",10,38000,25400,"Yes"]
[201835829,null,"KENMORE","HRCU-A-CB-O","DLCLRAH48AAK","Mini-Splits","DLFLCAH48XAK",11,50000,35000,"Yes"]
[201835780,null,"KENMORE","HRCU-A-CB","DLCLRAH48AAK","Mini-Splits","DLFLDAH48XAK",10.3,49500,33400,"Yes"]
[201835827,null,"KENMORE","HRCU-A-CB-O","DLCLRAH48AAK","Mini-Splits","DLFLFAH48XAK",11,50000,35000,"Yes"]
[201835783,null,"KENMORE","HRCU-A-CB","DLCLRAH58AAK","Mini-Splits","DLFLDAH58XAK",9,60000,37600,"Yes"]
[201835831,null,"KENMORE","HRCU-A-CB-O","DLCLRAH58AAK","Mini-Splits","DLFLFAH58XAK",10.5,60000,39000,"Yes"]
[201835833,null,"KENMORE","HMSV-A-CB","DLCMRAH18BAK","Mixed Ducted and Non-Ducted Indoor Units","Multiple combinations, check manufacturer compatibility",9.85,18200,11550]
[201835785,null,"KENMORE","HMSV-A-CB","DLCMRAH18BAK","Non-Ducted Indoor Units","Multiple combinations, check manufacturer compatibility",9.6999999999999993,18000,11600]
[201835793,null,"KENMORE","HMSV-A-CB","DLCMRAH18BAK","Ducted Indoor Units","Multiple combinations, check manufacturer compatibility",10,18500,11500]
[201835787,null,"KENMORE","HMSV-A-CB","DLCMRAH27CAK","Non-Ducted Indoor Units","Multiple combinations, check manufacturer compatibility",10.8,27000,17800,"Yes"]
[201835835,null,"KENMORE","HMSV-A-CB","DLCMRAH27CAK","Mixed Ducted and Non-Ducted Indoor Units","Multiple combinations, check manufacturer compatibility",10.4,27400,17700]
[201835794,null,"KENMORE","HMSV-A-CB","DLCMRAH27CAK","Ducted Indoor Units","Multiple combinations, check manufacturer compatibility",10,28000,17600]
[201835788,null,"KENMORE","HMSV-A-CB","DLCMRAH36DAK","Non-Ducted Indoor Units","Multiple combinations, check manufacturer compatibility",10.199999999999999,36000,23600,"Yes"]
[201835837,null,"KENMORE","HMSV-A-CB","DLCMRAH36DAK","Mixed Ducted and Non-Ducted Indoor Units","Multiple combinations, check manufacturer compatibility",10,37000,23000]
[201835797,null,"KENMORE","HMSV-A-CB","DLCMRAH36DAK","Ducted Indoor Units","Multiple combinations, check manufacturer compatibility",10,37000,23000]
[201835839,null,"KENMORE","HMSV-A-CB","DLCMRAH48EAK","Mixed Ducted and Non-Ducted Indoor Units","Multiple combinations, check manufacturer compatibility",10.85,49000,32200]
[201835790,null,"KENMORE","HMSV-A-CB","DLCMRAH48EAK","Non-Ducted Indoor Units","Multiple combinations, check manufacturer compatibility",10.199999999999999,48000,30400,"Yes"]
[201835799,null,"KENMORE","HMSV-A-CB","DLCMRAH48EAK","Ducted Indoor Units","Multiple combinations, check manufacturer compatibility",11.5,50000,34000]
[201835749,null,"KENMORE","HRCU-A-CB-O","DLCPRAH09AAK","Mini-Splits","DLFPHAH09XAK",14.5,10000,7200,"Yes"]
[201835751,null,"KENMORE","HRCU-A-CB-O","DLCPRAH12AAK","Mini-Splits","DLFPHAH12XAK",13.6,12000,6800,"Yes"]
[202463652,null,"KENMORE","HRCU-A-CB-O","DLCPRAH18AAK","Mini-Splits","DLFPHAH18XAK",14,18000,12300,"Yes"]
[202463653,null,"KENMORE","HRCU-A-CB-O","DLCPRAH24AAK","Mini-Splits","DLFPHAH24XAK",12,24000,15400,"Yes"]
[201835762,null,"KENMORE","HRCU-A-CB-O","DLCSRAH09AAJ","Mini-Splits","DLFSHAH09XAJ",10.5,9800,5600,"Yes"]
[201835803,null,"KENMORE","HRCU-A-CB-O","DLCSRAH09AAK","Mini-Splits","DLFSCAH09XAK",10.199999999999999,10000,6700,"Yes"]
[201835801,null,"KENMORE","HRCU-A-CB","DLCSRAH09AAK","Mini-Splits","DLFSDAH09XAK",11.5,10000,6800,"Yes"]
[201835766,null,"KENMORE","HRCU-A-CB-O","DLCSRAH09AAK","Mini-Splits","DLFSHAH09XAK",10.5,12000,7500,"Yes"]
[201835764,null,"KENMORE","HRCU-A-CB-O","DLCSRAH12AAJ","Mini-Splits","DLFSHAH12XAJ",11,11800,7100,"Yes"]
[201835805,null,"KENMORE","HRCU-A-CB-O","DLCSRAH12AAK","Mini-Splits","DLFSCAH12XAK",10.199999999999999,12000,8200,"Yes"]
[201835809,null,"KENMORE","HRCU-A-CB","DLCSRAH12AAK","Mini-Splits","DLFSDAH12XAK",11,12500,8100,"Yes"]
[201835807,null,"KENMORE","HRCU-A-CB-O","DLCSRAH12AAK","Mini-Splits","DLFSFAH12XAK",10.5,12000,9600,"Yes"]
[201835768,null,"KENMORE","HRCU-A-CB-O","DLCSRAH12AAK","Mini-Splits","DLFSHAH12XAK",11,12000,7600,"Yes"]
[201835813,null,"KENMORE","HRCU-A-CB-O","DLCSRAH18AAK","Mini-Splits","DLFSCAH18XAK",10.5,18000,12000,"Yes"]
[201835825,null,"KENMORE","HRCU-A-CB","DLCSRAH18AAK","Mini-Splits","DLFSDAH18XAK",10.8,19000,12400]
[201835811,null,"KENMORE","HRCU-A-CB-O","DLCSRAH18AAK","Mini-Splits","DLFSFAH18XAK",10.199999999999999,18000,12900,"Yes"]
[201835770,null,"KENMORE","HRCU-A-CB-O","DLCSRAH18AAK","Mini-Splits","DLFSHAH18XAK",10.5,18000,11900,"Yes"]
[201835819,null,"KENMORE","HRCU-A-CB-O","DLCSRAH24AAK","Mini-Splits","DLFSCAH24XAK",11.5,24000,16200,"Yes"]
[201835815,null,"KENMORE","HRCU-A-CB","DLCSRAH24AAK","Mini-Splits","DLFSDAH24XAK",12,24000,17400,"Yes"]
[201835817,null,"KENMORE","HRCU-A-CB-O","DLCSRAH24AAK","Mini-Splits","DLFSFAH24XAK",11.5,24000,17200,"Yes"]
[201835772,null,"KENMORE","HRCU-A-CB-O","DLCSRAH24AAK","Mini-Splits","DLFSHAH24XAK",10,25000,15000,"Yes"]
[201835774,null,"KENMORE","HRCU-A-CB-O","DLCSRAH30AAK","Mini-Splits","DLFSHAH30XAK",9.8000000000000007,30000,18000]
[201835776,null,"KENMORE","HRCU-A-CB-O","DLCSRAH36AAK","Mini-Splits","DLFSHAH36XAK",10,36000,20600,"Yes"]
[9959456,null,"KERR","HMSV-A-CB","A-KFH18DB-1","Non-Ducted Indoor Units","Multiple combinations, check manufacturer compatibility",11,19000,12800]
[9959458,null,"KERR","HMSV-A-CB","A-KFH24TB-1","Non-Ducted Indoor Units","Multiple combinations, check manufacturer compatibility",11,26000,16600]
[9959460,null,"KERR","HMSV-A-CB","A-KFH30QB-1","Non-Ducted Indoor Units","Multiple combinations, check manufacturer compatibility",11.5,30000,18000]
[9959462,null,"KERR","HMSV-A-CB","A-KFH36QB-1","Non-Ducted Indoor Units","Multiple combinations, check manufacturer compatibility",11.5,42500,20000]
[9959464,null,"KERR","HMSV-A-CB","A-KFH42PB-1","Non-Ducted Indoor Units","Multiple combinations, check manufacturer compatibility",10.199999999999999,45000,29000]
[202110997,null,"KERR","HRCU-A-CB","A-KMH09SU-1","Mini-Splits","B-KMH09DU-1",12,10000,7200]
[9710789,null,"KERR","HRCU-A-CB-O","A-KMH09SU-1","Mini-Splits","B-KMH09SU-1",11.2,10900,6900]
[202110998,null,"KERR","HRCU-A-CB","A-KMH12SU-1","Mini-Splits","B-KMH12DU-1",11,12000,8500]
[9710790,null,"KERR","HRCU-A-CB-O","A-KMH12SU-1","Mini-Splits","B-KMH12SU-1",12,12000,7800]
[201866479,null,"KERR","HMSV-A-CB","A-KMH18DU-1","Non-Ducted Indoor Units","Multiple combinations, check manufacturer compatibility",9.8000000000000007,20000,12600]
[201866482,null,"KERR","HMSV-A-CB","A-KMH18DU-1","Ducted Indoor Units","Multiple combinations, check manufacturer compatibility",9.8000000000000007,19000,12600]
[202110999,null,"KERR","HRCU-A-CB","A-KMH18SU-1","Mini-Splits","B-KMH18DU-1",11,19000,13400]
[9989564,null,"KERR","HRCU-A-CB-O","A-KMH18SU-1","Mini-Splits","B-KMH18SU-1",11,17000,10800]
[201866485,null,"KERR","HRCU-A-CB-O","A-KMH18SU-1A","Mini-Splits","B-KMH18SU-1A",10.3,18000,10800]
[202111000,null,"KERR","HRCU-A-CB","A-KMH24SU-1","Mini-Splits","B-KMH24DU-1",12.5,24000,17200]
[9710791,null,"KERR","HRCU-A-CB-O","A-KMH24SU-1","Mini-Splits","B-KMH24SU-1",11.5,24000,15400]
[201866480,null,"KERR","HMSV-A-CB","A-KMH28TU-1","Non-Ducted Indoor Units","Multiple combinations, check manufacturer compatibility",10.4,31400,18000,"Yes"]
[201866483,null,"KERR","HMSV-A-CB","A-KMH28TU-1","Ducted Indoor Units","Multiple combinations, check manufacturer compatibility",10,28400,16600]
[201866481,null,"KERR","HMSV-A-CB","A-KMH36QU-1","Non-Ducted Indoor Units","Multiple combinations, check manufacturer compatibility",10.5,36000,23200,"Yes"]
[201866484,null,"KERR","HMSV-A-CB","A-KMH36QU-1","Ducted Indoor Units","Multiple combinations, check manufacturer compatibility",11,37000,24600]
[202195107,null,"KERR","HMSV-A-CB","A-KMH48PU-1","Non-Ducted Indoor Units","Multiple combinations, check manufacturer compatibility",10.199999999999999,48000,29600,"Yes"]
[202195108,null,"KERR","HMSV-A-CB","A-KMH48PU-1","Ducted Indoor Units","Multiple combinations, check manufacturer compatibility",11.5,50000,34000]
[202195109,null,"KERR","HMSV-A-CB","A-KMH48PU-1","Mixed Ducted and Non-Ducted Indoor Units","Multiple combinations, check manufacturer compatibility",10.6,49000,32200]
[10339676,null,"KINGHOME","HMSV-A-CB","KM18H4O","Mixed Ducted and Non-Ducted Indoor Units","Multiple combinations, check manufacturer compatibility",9.75,19000,12100]
[10339674,null,"KINGHOME","HMSV-A-CB-O","KM18H4O","Non-Ducted Indoor Units","Multiple combinations, check manufacturer compatibility",11,19000,12800,"Yes"]
[204462622,null,"KINGHOME","HRCU-A-CB-O","KM18UH5O","Non-Ducted Indoor Units","Multiple combinations, check manufacturer compatibility",10.5,21000,17000,"Yes"]
[10339781,null,"KINGHOME","HMSV-A-CB-O","KM24H4O","Non-Ducted Indoor Units","Multiple combinations, check manufacturer compatibility",11,26000,16600,"Yes"]
[10339783,null,"KINGHOME","HMSV-A-CB","KM24H4O","Mixed Ducted and Non-Ducted Indoor Units","Multiple combinations, check manufacturer compatibility",9.75,26000,15700]
[204462623,null,"KINGHOME","HRCU-A-CB-O","KM24UH5O","Non-Ducted Indoor Units","Multiple combinations, check manufacturer compatibility",10.5,26000,17900,"Yes"]
[10340478,null,"KINGHOME","HMSV-A-CB-O","KM30H4O","Non-Ducted Indoor Units","Multiple combinations, check manufacturer compatibility",11.5,30000,18000,"Yes"]
[10340483,null,"KINGHOME","HMSV-A-CB","KM30H4O","Mixed Ducted and Non-Ducted Indoor Units","Multiple combinations, check manufacturer compatibility",10,30000,17100]
[10340485,null,"KINGHOME","HMSV-A-CB-O","KM36H4O","Non-Ducted Indoor Units","Multiple combinations, check manufacturer compatibility",11.5,42500,20000,"Yes"]
[10340487,null,"KINGHOME","HMSV-A-CB","KM36H4O","Mixed Ducted and Non-Ducted Indoor Units","Multiple combinations, check manufacturer compatibility",10,42500,15000]
[204462624,null,"KINGHOME","HRCU-A-CB-O","KM36UH5O","Non-Ducted Indoor Units","Multiple combinations, check manufacturer compatibility",10,36000,29000]
[10340613,null,"KINGHOME","HMSV-A-CB-O","KM42H4O","Non-Ducted Indoor Units","Multiple combinations, check manufacturer compatibility",10.199999999999999,45000,29000,"Yes"]
[10340614,null,"KINGHOME","HMSV-A-CB","KM42H4O","Ducted Indoor Units","Multiple combinations, check manufacturer compatibility",9.6,46500,28000]
[10340615,null,"KINGHOME","HMSV-A-CB","KM42H4O","Mixed Ducted and Non-Ducted Indoor Units","Multiple combinations, check manufacturer compatibility",9.9,45500,28400]
[204462625,null,"KINGHOME","HRCU-A-CB-O","KM42UH5O","Non-Ducted Indoor Units","Multiple combinations, check manufacturer compatibility",10,42000,30000]
[204462785,null,"KINGHOME","HMSV-A-CB","KM48UH5O","Ducted Indoor Units","Multiple combinations, check manufacturer compatibility",10,54000,37000]
[204462626,null,"KINGHOME","HRCU-A-CB-O","KM48UH5O","Non-Ducted Indoor Units","Multiple combinations, check manufacturer compatibility",10,54000,38000,"Yes"]
[10333042,null,"KINGHOME","HRCU-A-CB","KU21-ODU18-3","Mini-Splits","KU21-CDU18-3",9.5,18800,10900,"Yes"]
[204462786,null,"KINGHOME","HRCU-A-CB","KU21-ODU18-4","Mini-Splits","KU21-CDU18-4",9,19100,12500]
[204462627,null,"KINGHOME","HRCU-A-CB","KU21-ODU18-4","Mini-Splits","KU21-CDU18-4S",9,19100,12500,"Yes"]
[10338165,null,"KINGHOME","HRCU-A-CB","KU21-ODU24-3","Mini-Splits","KU21-CDU24-3",10,27200,16700,"Yes"]
[204462787,null,"KINGHOME","HRCU-A-CB","KU21-ODU24-4","Mini-Splits","KU21-CDU24-4",9,27200,16500,"Yes"]
[204462628,null,"KINGHOME","HRCU-A-CB","KU21-ODU24-4","Mini-Splits","KU21-CDU24-4S",9,27200,16500]
[10338143,null,"KINGHOME","HRCU-A-CB","KU21-ODU30-3","Mini-Splits","KU21-CDU30-3",9,31200,16700,"Yes"]
[204462788,null,"KINGHOME","HRCU-A-CB","KU21-ODU30-4","Mini-Splits","KU21-CDU30-4",9,31200,17500,"Yes"]
[204462629,null,"KINGHOME","HRCU-A-CB","KU21-ODU30-4","Mini-Splits","KU21-CDU30-4S",9,31200,17500]
[10338148,null,"KINGHOME","HRCU-A-CB","KU21-ODU36-3","Mini-Splits","KU21-CDU36-3",9,41000,24600,"Yes"]
[204462789,null,"KINGHOME","HRCU-A-CB","KU21-ODU36-4","Mini-Splits","KU21-CDU36-4",9,41000,29400,"Yes"]
[204462630,null,"KINGHOME","HRCU-A-CB","KU21-ODU36-4","Mini-Splits","KU21-CDU36-4S",9,41000,29400]
[10338155,null,"KINGHOME","HRCU-A-CB","KU21-ODU42-3","Mini-Splits","KU21-CDU42-3",9,44000,24800,"Yes"]
[204462790,null,"KINGHOME","HRCU-A-CB","KU21-ODU42-4","Mini-Splits","KU21-CDU42-4",9,47000,28600,"Yes"]
[204462631,null,"KINGHOME","HRCU-A-CB","KU21-ODU42-4","Mini-Splits","KU21-CDU42-4S",9,47000,28600]
[10338151,null,"KINGHOME","HRCU-A-CB","KU21-ODU48-3","Mini-Splits","KU21-CDU48-3",9,54500,30600,"Yes"]
[205287678,null,"KINGHOME","HRCU-A-CB","KU21-ODU48-4","Mini-Splits","KU21-CDU48-4",9,51000,33000]
[205287677,null,"KINGHOME","HRCU-A-CB","KU21-ODU48-4","Mini-Splits","KU21-CDU48-4S",9,51000,33000]
[10324962,null,"KINGHOME","HRCU-A-CB-O","KW09HQ1B8AO","Mini-Splits","KW09HQ1B8AI",9,9600,5400]
[10325025,null,"KINGHOME","HRCU-A-CB-O","KW09HQ1B8DO","Mini-Splits","KW09HQ1B8DI",9,9500,5600]
[204760468,null,"KINGHOME","HRCU-A-CB-O","KW09HQ2B8AO","Mini-Splits","KW09HQ2B8AI",10.5,9900,6100,"Yes"]
[10333036,null,"KINGHOME","HRCU-A-CB-O","KW09HQ2B8DO","Mini-Splits","KW09HQ2B8DI",10.5,11000,6800,"Yes"]
[10324980,null,"KINGHOME","HRCU-A-CB-O","KW09HQ3B8AO","Mini-Splits","KW09HQ3B8AI",9,9500,5400]
[10327032,null,"KINGHOME","HRCU-A-CB-O","KW09HQ3B8DO","Mini-Splits","KW09HQ3B8DI",9,9500,5800]
[203493069,null,"KINGHOME","HRCU-A-CB-O","KW09HQ3D6DO","Mini-Splits","KW09HQ3D6DI",15,9000,5600,"Yes"]
[10338157,null,"KINGHOME","HRCU-A-CB-O","KW09HTBA3DO","Mini-Splits","KW09HTBA3DI",10,9800,5800,"Yes"]
[10338834,null,"KINGHOME","HRCU-A-CB-O","KW09HUCA4DO","Mini-Splits","KW09HUCA4DI",10.5,9000,5500,"Yes"]
[9968499,null,"KINGHOME","HRCU-A-CB-O","KW12HMSE3D/O","Mini-Splits","KW12HMSE3D/I",9.6,13000,7500]
[10324963,null,"KINGHOME","HRCU-A-CB-O","KW12HQ1B8AO","Mini-Splits","KW12HQ1B8AI",9,13000,7600]
[10327028,null,"KINGHOME","HRCU-A-CB-O","KW12HQ1B8DO","Mini-Splits","KW12HQ1B8DI",9,13000,7700]
[204760469,null,"KINGHOME","HRCU-A-CB-O","KW12HQ2B8AO","Mini-Splits","KW12HQ2B8AI",10.199999999999999,12200,6800,"Yes"]
[10333037,null,"KINGHOME","HRCU-A-CB-O","KW12HQ2B8DO","Mini-Splits","KW12HQ2B8DI",11,13000,7100,"Yes"]
[10325015,null,"KINGHOME","HRCU-A-CB-O","KW12HQ3B8AO","Mini-Splits","KW12HQ3B8AI",9,13000,7500]
[10333027,null,"KINGHOME","HRCU-A-CB-O","KW12HQ3B8DO","Mini-Splits","KW12HQ3B8DI",9,13000,7500]
[203493070,null,"KINGHOME","HRCU-A-CB-O","KW12HQ3D6DO","Mini-Splits","KW12HQ3D6DI",14,12200,8100,"Yes"]
[10338158,null,"KINGHOME","HRCU-A-CB-O","KW12HTBA3DO","Mini-Splits","KW12HTBA3DI",10,13000,8000,"Yes"]
[10338835,null,"KINGHOME","HRCU-A-CB-O","KW12HUCA4DO","Mini-Splits","KW12HUCA4DI",10.5,13000,8500,"Yes"]
[9968500,null,"KINGHOME","HRCU-A-CB-O","KW18HMSE3D/O","Mini-Splits","KW18HMSE3D/I",10.199999999999999,25000,16300]
[10327037,null,"KINGHOME","HRCU-A-CB-O","KW18HQ1B8DO","Mini-Splits","KW18HQ1B8DI",9,19000,12000]
[10333040,null,"KINGHOME","HRCU-A-CB-O","KW18HQ2B8DO","Mini-Splits","KW18HQ2B8DI",10.5,19800,12400,"Yes"]
[10327295,null,"KINGHOME","HRCU-A-CB-O","KW18HQ3B8DO","Mini-Splits","KW18HQ3B8DI",9,19800,11300]
[203493071,null,"KINGHOME","HRCU-A-CB-O","KW18HQ3D6DO","Mini-Splits","KW18HQ3D6DI",12,18000,14200,"Yes"]
[10338159,null,"KINGHOME","HRCU-A-CB-O","KW18HTCA3DO","Mini-Splits","KW18HTCA3DI",10,19000,12100,"Yes"]
[10338836,null,"KINGHOME","HRCU-A-CB-O","KW18HUCA4DO","Mini-Splits","KW18HUCA4DI",10.5,19000,12700,"Yes"]
[10327294,null,"KINGHOME","HRCU-A-CB-O","KW24HQ1B8DO","Mini-Splits","KW24HQ1B8DI",9,23000,13500]
[10338140,null,"KINGHOME","HRCU-A-CB-O","KW24HQ2B8DO","Mini-Splits","KW24HQ2B8DI",10,23000,14600,"Yes"]
[10333026,null,"KINGHOME","HRCU-A-CB-O","KW24HQ3B8DO","Mini-Splits","KW24HQ3B8DI",10,24000,16000,"Yes"]
[203498481,null,"KINGHOME","HRCU-A-CB-O","KW24HQ3D6DO","Mini-Splits","KW24HQ3D6DI",12,24000,15500,"Yes"]
[10338145,null,"KINGHOME","HRCU-A-CB-O","KW24HTCA3DO","Mini-Splits","KW24HTCA3DI",10,25000,15300]
[10338153,null,"KINGHOME","HRCU-A-CB-O","KW30HQ2B4DO","Mini-Splits","KW30HQ2B4DI",9,28400,19200]
[10338156,null,"KINGHOME","HRCU-A-CB-O","KW36HQ2B4DO","Mini-Splits","KW36HQ2B4DI",9,34600,20200]
[201766727,null,"KLIMAIRE","HMSV-A-CB","KMIR218-H221","Ducted Indoor Units","Multiple combinations, check manufacturer compatibility",10,18500,11500]
[8982501,null,"KLIMAIRE","HMSV-A-CB","KMIR218-H221","Non-Ducted Indoor Units","Multiple combinations, check manufacturer compatibility",10,18000,11800]
[201767233,null,"KLIMAIRE","HMSV-A-CB","KMIR327-H217","Ducted Indoor Units","Multiple combinations, check manufacturer compatibility",10,28000,17600]
[8982502,null,"KLIMAIRE","HMSV-A-CB","KMIR327-H217","Non-Ducted Indoor Units","Multiple combinations, check manufacturer compatibility",9.8000000000000007,28000,16800]
[201767234,null,"KLIMAIRE","HMSV-A-CB","KMIR436-H217","Ducted Indoor Units","Multiple combinations, check manufacturer compatibility",10,37000,23000]
[8982503,null,"KLIMAIRE","HMSV-A-CB","KMIR436-H217","Non-Ducted Indoor Units","Multiple combinations, check manufacturer compatibility",10.3,36000,25400]
[201767236,null,"KLIMAIRE","HMSV-A-CB","KMIR545-H219","Ducted Indoor Units","Multiple combinations, check manufacturer compatibility",11.5,50000,34000]
[8982504,null,"KLIMAIRE","HMSV-A-CB","KMIR545-H219","Non-Ducted Indoor Units","Multiple combinations, check manufacturer compatibility",10.4,48000,30800]
[10014760,null,"KLIMAIRE","HRCU-A-CB-O","KSIA012-H116-O","Mini-Splits","KSIA012-H116-IW",9,12500,7500]
[202022038,null,"KLIMAIRE","HRCU-A-CB-O","KSIA012-H117-O","Mini-Splits","KSIA012-H117-I",9,12500,7500]
[202438746,null,"KLIMAIRE","HRCU-A-CB-O","KSIA012-H117-O","Mini-Splits","KSIA012-H117-IW",9,12500,7500]
[8898110,null,"KLIMAIRE","HRCU-A-CB-O","KSIA012-H216-O","Mini-Splits","KSIA012-H216-I",9,12300,7000]
[202022034,null,"KLIMAIRE","HRCU-A-CB-O","KSIA012-H217-O","Mini-Splits","KSIA012-H217-I",9,12300,7000]
[202438743,null,"KLIMAIRE","HRCU-A-CB-O","KSIA012-H217-O","Mini-Splits","KSIA012-H217-IW",9,12300,7000]
[202022699,null,"KLIMAIRE","HRCU-A-CB-O","KSIA018-H217-O","Mini-Splits","KSIA018-H217-I",9,18400,10000]
[202438747,null,"KLIMAIRE","HRCU-A-CB-O","KSIA018-H217-O","Mini-Splits","KSIA018-H217-IW",9,18400,10000]
[8898112,null,"KLIMAIRE","HRCU-A-CB-O","KSIA024-H216-O","Mini-Splits","KSIA024-H216-I",9,24000,11000]
[10238751,null,"KLIMAIRE","HRCU-A-CB-O","KSIA024-H216-O","Mini-Splits","KSIA024-H216-IW",9,24000,11000]
[202022036,null,"KLIMAIRE","HRCU-A-CB-O","KSIA024-H217-O","Mini-Splits","KSIA024-H217-I",9,24000,11000]
[202438744,null,"KLIMAIRE","HRCU-A-CB-O","KSIA024-H217-O","Mini-Splits","KSIA024-H217-IW",9,24000,11000]
[8929887,null,"KLIMAIRE","HRCU-A-CB-O","KSIE009-H121-O","Mini-Splits","KSIE009-H121-I",10.5,9800,5900]
[10149909,null,"KLIMAIRE","HRCU-A-CB-O","KSIE009-H121-O","Mini-Splits","KSIE009-H121-IW",10.5,9800,5900]
[201796637,null,"KLIMAIRE","HRCU-A-CB","KSIE009-H221-O","Mini-Splits","KDIP09-H2",11.5,10000,6800]
[8929889,null,"KLIMAIRE","HRCU-A-CB-O","KSIE009-H221-O","Mini-Splits","KSIE009-H221-I",10.5,9800,6400]
[201796636,null,"KLIMAIRE","HRCU-A-CB-O","KSIE009-H221-O","Mini-Splits","KSIE009-H221-IW",10.5,9800,6400]
[8982506,null,"KLIMAIRE","HRCU-A-CB-O","KSIE009-H221-O","Mini-Splits","KTIR09-H2",10.5,10000,5800]
[8929888,null,"KLIMAIRE","HRCU-A-CB-O","KSIE012-H120-O","Mini-Splits","KSIE012-H120-I",11.2,12000,7100]
[10149910,null,"KLIMAIRE","HRCU-A-CB-O","KSIE012-H120-O","Mini-Splits","KSIE012-H120-IW",11.2,12000,7100]
[201796638,null,"KLIMAIRE","HRCU-A-CB","KSIE012-H220-O","Mini-Splits","KDIP12-H2",11.5,12000,7200]
[8929890,null,"KLIMAIRE","HRCU-A-CB-O","KSIE012-H220-O","Mini-Splits","KSIE012-H220-I",9.8000000000000007,12000,7200]
[10149914,null,"KLIMAIRE","HRCU-A-CB-O","KSIE012-H220-O","Mini-Splits","KSIE012-H220-IW",9.8000000000000007,12000,7200]
[8982508,null,"KLIMAIRE","HRCU-A-CB-O","KSIE012-H220-O","Mini-Splits","KTIR12-H2",10.5,12000,7500]
[201796639,null,"KLIMAIRE","HRCU-A-CB","KSIE018-H220-O","Mini-Splits","KDIP18-H2",10.5,18000,12000]
[8929891,null,"KLIMAIRE","HRCU-A-CB-O","KSIE018-H220-O","Mini-Splits","KSIE018-H220-I",10,18000,10400]
[10149911,null,"KLIMAIRE","HRCU-A-CB-O","KSIE018-H220-O","Mini-Splits","KSIE018-H220-IW",10,18000,10400]
[8982510,null,"KLIMAIRE","HRCU-A-CB-O","KSIE018-H220-O","Mini-Splits","KTIR18-H2",10.3,18000,12000]
[204012239,null,"KLIMAIRE","HRCU-A-CB-O","KSIE018-H220-O","Mini-Splits","KUIR18-H2",10.5,18000,12000]
[201796640,null,"KLIMAIRE","HRCU-A-CB","KSIE024-H220-O","Mini-Splits","KDIP24-H2",11,24400,16000]
[8929892,null,"KLIMAIRE","HRCU-A-CB-O","KSIE024-H220-O","Mini-Splits","KSIE024-H220-I",10,25000,15300]
[10149912,null,"KLIMAIRE","HRCU-A-CB-O","KSIE024-H220-O","Mini-Splits","KSIE024-H220-IW",10,25000,15300]
[10333511,null,"KLIMAIRE","HRCU-A-CB-O","KSIE024-H220-O","Mini-Splits","KTIR24-H2",11.5,24000,16200]
[204012240,null,"KLIMAIRE","HRCU-A-CB-O","KSIE024-H220-O","Mini-Splits","KUIR24-H2",11,24000,15000]
[9101175,null,"KLIMAIRE","HRCU-A-CB-O","KSIF009-H115-O","Mini-Splits","KSIF009-H115-I",9,9800,5800]
[10149904,null,"KLIMAIRE","HRCU-A-CB-O","KSIF009-H115-O","Mini-Splits","KSIF009-H115-IW",9,9800,5800]
[10149901,null,"KLIMAIRE","HRCU-A-CB-O","KSIF009-H115-O","Mini-Splits","KSIF012-H115-IW",9,9800,5800]
[9101177,null,"KLIMAIRE","HRCU-A-CB-O","KSIF012-H115-O","Mini-Splits","KSIF012-H115-I",9,12000,7500]
[10149907,null,"KLIMAIRE","HRCU-A-CB-O","KSIF012-H115-O","Mini-Splits","KSIF012-H115-IW",9,12000,7500]
[10149902,null,"KLIMAIRE","HRCU-A-CB-O","KSIF012-H115-O","Mini-Splits","KSIF018-H215-IW",9,12000,7500]
[201766734,null,"KLIMAIRE","HRCU-A-CB-O","KSIF012-H215-O","Mini-Splits","KSIF012-H215-IW",9.3000000000000007,12000,6800]
[9101178,null,"KLIMAIRE","HRCU-A-CB-O","KSIF018-H215-O","Mini-Splits","KSIF018-H215-I",9.8000000000000007,18000,12200]
[10149906,null,"KLIMAIRE","HRCU-A-CB-O","KSIF018-H215-O","Mini-Splits","KSIF018-H215-IW",9.8000000000000007,18000,12200]
[201766729,null,"KLIMAIRE","HRCU-A-CB-O","KSIH009-H225-O","Mini-Splits","KSIH009-H225-IW",11.2,10900,6900]
[201766730,null,"KLIMAIRE","HRCU-A-CB-O","KSIH012-H222-O","Mini-Splits","KSIH012-H222-IW",12,12000,7800]
[201766731,null,"KLIMAIRE","HRCU-A-CB-O","KSIH018-H220-O","Mini-Splits","KSIH018-H220-IW",10.3,18000,10800]
[201766733,null,"KLIMAIRE","HRCU-A-CB-O","KSIH024-H220-O","Mini-Splits","KSIH024-H220-IW",11.5,24000,15400]
[10344519,null,"KLIMAIRE","HRCU-A-CB-O","KSIQ018-H216-O","Mini-Splits","KSIQ018-H216-I",9.5,18000,11700]
[10344520,null,"KLIMAIRE","HRCU-A-CB-O","KSIQ024-H216-O","Mini-Splits","KSIQ024-H216-I",9,25000,15900]
[10344521,null,"KLIMAIRE","HRCU-A-CB-O","KSIQ036-H216-O","Mini-Splits","KSIQ036-H216-I",9,36000,21200]
[8929893,null,"KLIMAIRE","HRCU-A-CB-O","KSIR009-H117-O","Mini-Splits","KSIR009-H117-I",9,9500,5800]
[8929895,null,"KLIMAIRE","HRCU-A-CB-O","KSIR009-H217-O","Mini-Splits","KSIR009-H217-I",9,9800,5700]
[8929894,null,"KLIMAIRE","HRCU-A-CB-O","KSIR012-H117-O","Mini-Splits","KSIR012-H117-I",9,12000,7500]
[8929896,null,"KLIMAIRE","HRCU-A-CB-O","KSIR012-H217-O","Mini-Splits","KSIR012-H217-I",9,11800,6800]
[8929897,null,"KLIMAIRE","HRCU-A-CB-O","KSIR018-H217-O","Mini-Splits","KSIR018-H217-I",9.8000000000000007,18000,12200]
[8929898,null,"KLIMAIRE","HRCU-A-CB-O","KSIR024-H217-O","Mini-Splits","KSIR024-H217-I",9,25000,14800]
[8929899,null,"KLIMAIRE","HRCU-A-CB-O","KSIR030-H215-O","Mini-Splits","KSIR030-H215-I",9.6,30000,19000]
[8929900,null,"KLIMAIRE","HRCU-A-CB-O","KSIR036-H215-O","Mini-Splits","KSIR036-H215-I",10,36000,21400]
[10149913,null,"KLIMAIRE","HRCU-A-CB-O","KSIR036-H215-O","Mini-Splits","KSIR036-H215-IW",10,36000,21400]
[10012425,null,"KLIMAIRE","HRCU-A-CB-O","KSIR036-H216","Mini-Splits","KFUF036-H2G1",10,38000,25400]
[204012241,null,"KLIMAIRE","HRCU-A-CB","KSIR036-H218","Mini-Splits","KDIP036-H2G1",11.5,40000,27600]
[10012426,null,"KLIMAIRE","HRCU-A-CB-O","KSIR036-H218","Mini-Splits","KFUF036-H2G1",10,38000,25400]
[9150581,null,"KLIMAIRE","HRCU-A-CB-O","KSIR036-H218","Mini-Splits","KTIR036-H2G1",10.5,38000,25200]
[204012242,null,"KLIMAIRE","HRCU-A-CB","KSIR048-H218","Mini-Splits","KDIP048-H2G1",10.3,49500,33400]
[10012427,null,"KLIMAIRE","HRCU-A-CB-O","KSIR048-H218","Mini-Splits","KFUF048-H2G1",11,50000,35000]
[10012431,null,"KLIMAIRE","HRCU-A-CB-O","KSIR048-H218","Mini-Splits","KTIR048-H2G1",11,50000,35000]
[202832585,null,"KLIMAIRE","HRCU-A-CB","KSIR060-H218","Mini-Splits","KDIS060-H2G1",9,60000,37600]
[201766736,null,"KLIMAIRE","HRCU-A-CB-O","KSIR060-H218","Mini-Splits","KFUF060-H2G1",10.5,60000,39000]
[202680584,null,"KLIMAIRE","HRCU-A-CB-O","KSIV009-H119-O","Mini-Splits","KSIV009-H119-IW",10,10000,6000]
[202680586,null,"KLIMAIRE","HRCU-A-CB-O","KSIV009-H219-O","Mini-Splits","KSIV009-H219-IW",9.5,9000,6000]
[202680585,null,"KLIMAIRE","HRCU-A-CB-O","KSIV012-H119-O","Mini-Splits","KSIV012-H119-IW",9.5,12000,7500]
[202680587,null,"KLIMAIRE","HRCU-A-CB-O","KSIV012-H219-O","Mini-Splits","KSIV012-H219-IW",9.5,12000,6800]
[202680588,null,"KLIMAIRE","HRCU-A-CB-O","KSIV018-H219-O","Mini-Splits","KSIV018-H219-IW",10,18000,11000]
[202680589,null,"KLIMAIRE","HRCU-A-CB-O","KSIV024-H219-O","Mini-Splits","KSIV024-H219-IW",9.5,24000,14400]
[8898114,null,"KLIMAIRE","HRCU-A-CB-O","KSIX012-H222-O","Mini-Splits","KSIX012-H222-I",11,12000,7200]
[8898115,null,"KLIMAIRE","HRCU-A-CB-O","KSIX018-H221-O","Mini-Splits","KSIX018-H221-I",10,17200,10000]
[201808641,null,"KMB","HRCU-A-CB-O","KAC-12CH/ILP-O","Mini-Splits","KAC-12CH/ILP-I",9,12000,7500]
[202635368,null,"KMB","HRCU-A-CB-O","KAC-12CHA/ILP-O","Mini-Splits","KAC-12CHA/ILP-I",9.5,12000,7500]
[202635369,null,"KMB","HRCU-A-CB-O","KAC-18CHA/ILP-O","Mini-Splits","KAC-18CHA/ILP-I",10,18000,11000]
[205092287,null,"KOOLKING","HMSV-A-CB","M2OF-18HFN1-M","Non-Ducted Indoor Units","Multiple combinations, check manufacturer compatibility",10.3,19000,12000]
[201863416,null,"KOOLKING","HMSV-A-CB","M2OF-18HFN1-M","Ducted Indoor Units","Multiple combinations, check manufacturer compatibility",10,18500,11500]
[201863420,null,"KOOLKING","HMSV-A-CB","M3OF-27HFN1-M","Ducted Indoor Units","Multiple combinations, check manufacturer compatibility",10,28000,17600]
[8858360,null,"KOOLKING","HMSV-A-CB","M3OF-27HFN1-M","Non-Ducted Indoor Units","Multiple combinations, check manufacturer compatibility",10.3,28000,17200]
[205092288,null,"KOOLKING","HMSV-A-CB","M3OF-27HFN1-M","Non-Ducted Indoor Units","Multiple combinations, check manufacturer compatibility",10.3,28000,17200]
[201863418,null,"KOOLKING","HMSV-A-CB","M3OF-27HFN1-M","Non-Ducted Indoor Units","Multiple combinations, check manufacturer compatibility",10.8,27000,17800]
[201863421,null,"KOOLKING","HMSV-A-CB","M4OF-36HFN1-M","Ducted Indoor Units","Multiple combinations, check manufacturer compatibility",10,37000,23000]
[8858361,null,"KOOLKING","HMSV-A-CB","M4OF-36HFN1-M","Non-Ducted Indoor Units","Multiple combinations, check manufacturer compatibility",10.199999999999999,36000,24600]
[205092289,null,"KOOLKING","HMSV-A-CB","M4OF-36HFN1-M","Non-Ducted Indoor Units","Multiple combinations, check manufacturer compatibility",10.199999999999999,36000,24600]
[201863419,null,"KOOLKING","HMSV-A-CB","M4OF-36HFN1-M","Non-Ducted Indoor Units","Multiple combinations, check manufacturer compatibility",10.199999999999999,36000,23600]
[201863422,null,"KOOLKING","HMSV-A-CB","M5OF-48HFN1-M","Ducted Indoor Units","Multiple combinations, check manufacturer compatibility",11.5,50000,34000]
[201863423,null,"KOOLKING","HMSV-A-CB","M5OF-48HFN1-M","Non-Ducted Indoor Units","Multiple combinations, check manufacturer compatibility",10.199999999999999,48000,30400]
[205092294,null,"KOOLKING","HMSV-A-CB","M5OF-48HFN1-M","Non-Ducted Indoor Units","Multiple combinations, check manufacturer compatibility",10.199999999999999,48000,29600]
[8994010,null,"KOOLKING","HMSV-A-CB","M5OF-48HFN1-M","Non-Ducted Indoor Units","Multiple combinations, check manufacturer compatibility",10.199999999999999,48000,29600]
[8849284,null,"KOOLKING","HRCU-A-CB-O","MOB30-09HFN1-MX0W","Mini-Splits","CCA3U-09HRFN1-M(C)",10.8,10000,6700]
[205092276,null,"KOOLKING","HRCU-A-CB-O","MOB30-09HFN1-MX0W","Mini-Splits","CCA3U-09HRFN1-M(C)",10.8,10000,6700]
[8849280,null,"KOOLKING","HRCU-A-CB-O","MOB30-09HFN1-MX0W","Mini-Splits","CS11M-09HRFN1-MX0W(A)",11.2,10900,6900]
[205092274,null,"KOOLKING","HRCU-A-CB-O","MOB30-09HFN1-MX0W","Mini-Splits","CS11M-09HRFN1-MX0W(A)",11.2,10900,6900]
[8849287,null,"KOOLKING","HRCU-A-CB-O","MOB30-12HFN1-MV0W","Mini-Splits","CCA3U-12HRFN1-M(C)",10.6,12000,8700]
[205092277,null,"KOOLKING","HRCU-A-CB-O","MOB30-12HFN1-MV0W","Mini-Splits","CCA3U-12HRFN1-M(C)",10.6,12000,8700]
[8849293,null,"KOOLKING","HRCU-A-CB-O","MOB30-12HFN1-MV0W","Mini-Splits","CFAU-12HRFN1-M(C)",10.5,12000,9600]
[205092278,null,"KOOLKING","HRCU-A-CB-O","MOB30-12HFN1-MV0W","Mini-Splits","CFAU-12HRFN1-M(C)",10.5,12000,9600]
[8849281,null,"KOOLKING","HRCU-A-CB-O","MOB30-12HFN1-MV0W","Mini-Splits","CS11M-12HRFN1-MU5W",12,12000,7800]
[205092275,null,"KOOLKING","HRCU-A-CB-O","MOB30-12HFN1-MV0W","Mini-Splits","CS11M-12HRFN1-MU5W",12,12000,7800]
[205092315,null,"KOOLKING","HRCU-A-CB-O","MOB30-12HFN1-MV0W","Mini-Splits","CS11M-12HRFN1-MV0W",12,12000,7800]
[200059236,10304042,"KOOLKING","HRCU-A-CB-O","MOB30-12HFN1-MV0W","Mini-Splits","CS11M-12HRFN1-MV0W",12,12000,7800]
[201863411,null,"KOOLKING","HRCU-A-CB","MOB30-12HFN1-MV0W","Mini-Splits","MEHSU-12CHD2",11,12000,8500]
[8849294,null,"KOOLKING","HRCU-A-CB-O","MOCA30-18HFN1-MT0W","Mini-Splits","CCA3U-18HRFN1-M(C)",10.5,18000,12000]
[205092279,null,"KOOLKING","HRCU-A-CB-O","MOCA30-18HFN1-MT0W","Mini-Splits","CCA3U-18HRFN1-M(C)",10.5,18000,12000]
[200059043,8849282,"KOOLKING","HRCU-A-CB-O","MOCA30-18HFN1-MT0W","Mini-Splits","CS11M-18HRFN1-MT0W",10.3,18000,10800]
[205092306,null,"KOOLKING","HRCU-A-CB-O","MOCA30-18HFN1-MT0W","Mini-Splits","CS11M-18HRFN1-MT0W",10.3,18000,10800]
[201863412,null,"KOOLKING","HRCU-A-CB","MOCA30-18HFN1-MT0W","Mini-Splits","MEU-18MPH2",11,19000,13400]
[8849296,null,"KOOLKING","HRCU-A-CB-O","MOCA30-18HFN1-MT0W","Mini-Splits","MUEU-18HRFN1-M(C)",10.6,18000,13400]
[205092280,null,"KOOLKING","HRCU-A-CB-O","MOCA30-18HFN1-MT0W","Mini-Splits","MUEU-18HRFN1-M(C)",10.6,18000,13400]
[205092297,null,"KOOLKING","HRCU-A-CB-O","MOCA30-18HFN1-MTOW","Mini-Splits","CCA3U-18HRFN1-M(C)",10.5,18000,12000]
[10316639,null,"KOOLKING","HRCU-A-CB-O","MOCA30-18HFN1-MTOW","Mini-Splits","CCA3U-18HRFN1-M(C)",10.5,18000,12000]
[205092296,null,"KOOLKING","HRCU-A-CB-O","MOCA30-18HFN1-MTOW","Mini-Splits","CS11M-18HRFN1-MT0W",10.3,18000,10800]
[10316638,null,"KOOLKING","HRCU-A-CB-O","MOCA30-18HFN1-MTOW","Mini-Splits","CS11M-18HRFN1-MT0W",10.3,18000,10800]
[205092298,null,"KOOLKING","HRCU-A-CB-O","MOCA30-18HFN1-MTOW","Mini-Splits","MUEU-18HRFN1-M(C)",10.6,18000,13400]
[10316640,null,"KOOLKING","HRCU-A-CB-O","MOCA30-18HFN1-MTOW","Mini-Splits","MUEU-18HRFN1-M(C)",10.6,18000,13400]
[205092312,null,"KOOLKING","HRCU-A-CB-O","MOD01-36HFN1-MP0W","Mini-Splits","MSMBE-36HRFN1-MP0W",10,36000,20600]
[200059093,9962508,"KOOLKING","HRCU-A-CB-O","MOD01-36HFN1-MP0W","Mini-Splits","MSMBE-36HRFN1-MP0W",10,36000,20600]
[205092309,null,"KOOLKING","HRCU-A-CB-O","MOD30-24HFN1-MT0W","Mini-Splits","CS11M-23HRFN1-MT0W",11.5,24000,15400]
[200059046,8849283,"KOOLKING","HRCU-A-CB-O","MOD30-24HFN1-MT0W","Mini-Splits","CS11M-23HRFN1-MT0W",11.5,24000,15400]
[8849297,null,"KOOLKING","HRCU-A-CB-O","MOD30-24HFN1-MT0W","Mini-Splits","MCDU-24HRFN1-M(C)",11.5,24000,16200]
[205092281,null,"KOOLKING","HRCU-A-CB-O","MOD30-24HFN1-MT0W","Mini-Splits","MCDU-24HRFN1-M(C)",11.5,24000,16200]
[201863413,null,"KOOLKING","HRCU-A-CB","MOD30-24HFN1-MT0W","Mini-Splits","MEU-24MPH2",12.5,24000,17200]
[8849299,null,"KOOLKING","HRCU-A-CB-O","MOD30-24HFN1-MT0W","Mini-Splits","MUEU-24HRFN1-M(C)",11.5,24000,17200]
[205092282,null,"KOOLKING","HRCU-A-CB-O","MOD30-24HFN1-MT0W","Mini-Splits","MUEU-24HRFN1-M(C)",11.5,24000,17200]
[8993285,null,"KOOLKING","HRCU-A-CB-O","MOD30-30HFN1-MR0W","Mini-Splits","MS11M-30HRFN1-MR0W",9.4,30000,18500]
[205092292,null,"KOOLKING","HRCU-A-CB-O","MOD30-30HFN1-MR0W","Mini-Splits","MS11M-30HRFN1-MR0W",9.4,30000,18500]
[8849300,null,"KOOLKING","HRCU-A-CB-O","MOD30U-36HFN1-M","Mini-Splits","MCD-36HRFN1-M(C)",10.5,38000,25200]
[205092283,null,"KOOLKING","HRCU-A-CB-O","MOD30U-36HFN1-M","Mini-Splits","MCD-36HRFN1-M(C)",10.5,38000,25200]
[201863414,null,"KOOLKING","HRCU-A-CB","MOD30U-36HFN1-M","Mini-Splits","MEU-36MPL2",11.5,40000,27600]
[8849302,null,"KOOLKING","HRCU-A-CB-O","MOD30U-36HFN1-M","Mini-Splits","MUE-36HRFN1-M(C)",10,38000,25400]
[205092284,null,"KOOLKING","HRCU-A-CB-O","MOD30U-36HFN1-M","Mini-Splits","MUE-36HRFN1-M(C)",10,38000,25400]
[8849303,null,"KOOLKING","HRCU-A-CB-O","MOE30U-48HFN1-M","Mini-Splits","MCD-48HRFN1-M(D)",11,50000,35000]
[205092285,null,"KOOLKING","HRCU-A-CB-O","MOE30U-48HFN1-M","Mini-Splits","MCD-48HRFN1-M(D)",11,50000,35000]
[201863415,null,"KOOLKING","HRCU-A-CB","MOE30U-48HFN1-M","Mini-Splits","MEU-48MPL2",10.3,49500,33400]
[8849305,null,"KOOLKING","HRCU-A-CB-O","MOE30U-48HFN1-M","Mini-Splits","MUE-48HRFN1-M(C)",11,50000,35000]
[205092286,null,"KOOLKING","HRCU-A-CB-O","MOE30U-48HFN1-M","Mini-Splits","MUE-48HRFN1-M(C)",11,50000,35000]
[204667288,null,"Kreeg","HRCU-A-CB-O","CKR 12-20","Mini-Splits","CKR 12-20",9.8000000000000007,12000,7200]
[204667289,null,"Kreeg","HRCU-A-CB-O","CKR 18-20","Mini-Splits","CKR 18-20",10,18000,10400]
[10511531,null,"KTC","HRCU-A-CB-O","CEAB-09HRDN2(O)","Mini-Splits","CEAB-09HRDN2(I)",9,9500,5800]
[9061252,null,"KTC","HRCU-A-CB-O","CEAB-36CRDN2","Mini-Splits","CEAB-36CRDN2",10,36000,21400]
[204038622,null,"KTC","HRCU-A-CB-O","CEAB-36CRFN2","Mini-Splits","CEAB-36CRFN2",10,36000,21400]
[204520288,null,"KTC","HRCU-A-CB-O","CEAB-36CRFN2","Mini-Splits","CEAB-36CRFN2",10,36000,21400]
[204520289,null,"KTC","HRCU-A-CB-O","CEAB4-36CRFN2","Mini-Splits","CEAB4-36CRFN2",10,36000,21400]
[10101945,null,"LENNOX","HRCU-A-CB-O","LI009HO-180P432","Mini-Splits","LI009HI-180P432",9,9500,5800]
[202181308,null,"LENNOX","HRCU-A-CB-O","LI009HO-190V431","Mini-Splits","LI009HI-190V431",9,9500,5800]
[205129428,null,"LENNOX","HRCU-A-CB-O","LI009HO-210P432","Mini-Splits","LI009HI-210P432",9,10000,6200]
[7984263,null,"LENNOX","HRCU-A-CB-O","LI012HO-160P432","Mini-Splits","LI012HI-160P432",9,13000,7700]
[205129424,null,"LENNOX","HRCU-A-CB-O","LI012HO-160P432-1","Mini-Splits","LI012HI-160P432-1",9,13000,7400]
[9968488,null,"LENNOX","HRCU-A-CB-O","LI012HO-180P432","Mini-Splits","LI012HI-180P432",9,13000,7500]
[9968487,null,"LENNOX","HRCU-A-CB-O","LI012HO-180V432","Mini-Splits","LI012HI-180V432",9,13000,7500]
[202181310,null,"LENNOX","HRCU-A-CB-O","LI012HO-190P431","Mini-Splits","LI012HI-190P431",9,11800,6800]
[202181309,null,"LENNOX","HRCU-A-CB-O","LI012HO-190V431","Mini-Splits","LI012HI-190V431",9,12000,7500]
[205129426,null,"LENNOX","HRCU-A-CB-O","LI012HO-210P432","Mini-Splits","LI012HI-210P432",9.1,13000,6800]
[7984264,null,"LENNOX","HRCU-A-CB-O","LI018HO-160P432","Mini-Splits","LI018HI-160P432",9,19000,12000]
[205152839,null,"LENNOX","HRCU-A-CB-O","LI018HO-160P432-1","Mini-Splits","LI018HI-160P432-1",9,18000,10300]
[10032527,null,"LENNOX","HRCU-A-CB-O","LI018HO-180P432","Mini-Splits","LI018HI-180P432",9,19800,11300]
[202181311,null,"LENNOX","HRCU-A-CB-O","LI018HO-190P431","Mini-Splits","LI018HI-190P431",9.8000000000000007,18000,12200]
[205129423,null,"LENNOX","HRCU-A-CB-O","LI018HO-210P432","Mini-Splits","LI018HI-210P432",9.8000000000000007,18000,10600]
[7984265,null,"LENNOX","HRCU-A-CB-O","LI024HO-160P432","Mini-Splits","LI024HI-160P432",9,23000,13500]
[205129425,null,"LENNOX","HRCU-A-CB-O","LI024HO-160P432-1","Mini-Splits","LI024HI-160P432-1",10,24000,15000]
[10013770,null,"LENNOX","HRCU-A-CB-O","LI024HO-180P432","Mini-Splits","LI024HI-180P432",10,24000,16000]
[202181312,null,"LENNOX","HRCU-A-CB-O","LI024HO-190P431","Mini-Splits","LI024HI-190P431",9,25000,14800]
[205129427,null,"LENNOX","HRCU-A-CB-O","LI024HO-210P432","Mini-Splits","LI024HI-210P432",10,24000,15000]
[202181318,null,"LENNOX","HRCU-A-CB-O","LI030HO-190P431","Mini-Splits","LI030HI-190P431",9.6,30000,19000]
[202181319,null,"LENNOX","HRCU-A-CB-O","LI036HO-190P431","Mini-Splits","LI036HI-190P431",10,36000,21400]
[201754627,null,"LENNOX","HRCU-A-CB-O","LISH012000P431-C","Mini-Splits","LICH4012180P431-C",10.5,12000,7500]
[201796621,null,"LENNOX","HRCU-A-CB","LISH012000P431-C","Mini-Splits","LIFHC012180P431-C",11.5,12000,7200]
[201796624,null,"LENNOX","HRCU-A-CB-O","LISH018000P431-C","Mini-Splits","LICH4018180P431-C",10.5,18000,12000]
[201796622,null,"LENNOX","HRCU-A-CB","LISH018000P431-C","Mini-Splits","LIFHC018180P431-C.",11,19000,13400]
[201796623,null,"LENNOX","HRCU-A-CB-O","LISH018000P431-C","Mini-Splits","LIUH018180P431-C",10.6,18000,13400]
[8993987,null,"LENNOX","HRCU-A-CB-O","LISH024000P431-C","Mini-Splits","LICH4024180P431-C",10.5,24400,15800]
[201796625,null,"LENNOX","HRCU-A-CB","LISH024000P431-C","Mini-Splits","LIFHC024180P431-C.",12.5,24000,17200]
[8993986,null,"LENNOX","HRCU-A-CB-O","LISH024000P431-C","Mini-Splits","LIUH024180P431-C",11,24000,15000]
[8993990,null,"LENNOX","HRCU-A-CB-O","LISH036000P431-C","Mini-Splits","LICH4036180P431-C",10.5,38000,25200]
[201796626,null,"LENNOX","HRCU-A-CB","LISH036000P431-C","Mini-Splits","LIFHC036180P431-C.",11.5,40000,27600]
[8993991,null,"LENNOX","HRCU-A-CB-O","LISH036000P431-C","Mini-Splits","LIUH036180P431-C",10,38000,25400]
[8993993,null,"LENNOX","HRCU-A-CB-O","LISH048000P431-C","Mini-Splits","LICH4048180P431-C",11,50000,35000]
[201754630,null,"LENNOX","HRCU-A-CB","LISH048000P431-C","Mini-Splits","LIFHC048180P431-C",10.3,49500,33400]
[8993994,null,"LENNOX","HRCU-A-CB-O","LISH048000P431-C","Mini-Splits","LIUH048180P431-C",11,50000,35000]
[201796627,null,"LENNOX","HRCU-A-CB","LISH060000P431-C","Mini-Splits","LIFHC060180P431-C",9,60000,37600]
[201755034,null,"LENNOX","HRCU-A-CB-O","LISH060000P431-C","Mini-Splits","LIUH060180P431-C",10.5,60000,39000]
[10569044,null,"LENNOX","HMSV-A-CB","LIZ018HO-210P432","Non-Ducted Indoor Units","Multiple combinations, check manufacturer compatibility",11,19000,12800]
[10569046,null,"LENNOX","HMSV-A-CB","LIZ024HO-210P432","Non-Ducted Indoor Units","Multiple combinations, check manufacturer compatibility",11,26000,16600]
[10569052,null,"LENNOX","HMSV-A-CB","LIZ030HO-210P432","Non-Ducted Indoor Units","Multiple combinations, check manufacturer compatibility",11.5,30000,18000]
[10569056,null,"LENNOX","HMSV-A-CB","LIZ036HO-210P432","Non-Ducted Indoor Units","Multiple combinations, check manufacturer compatibility",11.5,42500,20000]
[10569060,null,"LENNOX","HMSV-A-CB","LIZ042HO-210P432","Non-Ducted Indoor Units","Multiple combinations, check manufacturer compatibility",10.199999999999999,45000,29000]
[10569062,null,"LENNOX","HMSV-A-CB","LIZ042HO-210P432","Ducted Indoor Units","Multiple combinations, check manufacturer compatibility",9.6,46500,28000]
[204014488,null,"LENNOX","HRCU-A-CB-O","MHA009S4S-1L","Mini-Splits","MWHA009S4-1L",10,10000,6000]
[204014490,null,"LENNOX","HRCU-A-CB-O","MHA009S4S-1P","Mini-Splits","MWHA009S4-1P",9.5,9000,6000]
[204014489,null,"LENNOX","HRCU-A-CB-O","MHA012S4S-1L","Mini-Splits","MWHA012S4-1L",9.5,12000,7500]
[204014491,null,"LENNOX","HRCU-A-CB-O","MHA012S4S-1P","Mini-Splits","MWHA012S4-1P",9.5,12000,6800]
[204014492,null,"LENNOX","HRCU-A-CB-O","MHA018S4S-1P","Mini-Splits","MWHA018S4-1P",10,18000,11000]
[204014493,null,"LENNOX","HRCU-A-CB-O","MHA024S4S-1P","Mini-Splits","MWHA024S4-1P",9.5,24000,14400]
[9920039,null,"LENNOX","HRCU-A-CB-O","MLA009S4S-1P","Mini-Splits","M22A009S4-2P",10,10000,6700]
[10528569,null,"LENNOX","HRCU-A-CB","MLA009S4S-1P","Mini-Splits","MMDB009S4-2P",12,10000,7200]
[9920038,null,"LENNOX","HRCU-A-CB-O","MLA009S4S-1P","Mini-Splits","MWMA009S4-2P",10.5,10900,6900,"Yes"]
[201796632,null,"LENNOX","HRCU-A-CB-O","MLA009S4S-1P","Mini-Splits","MWMA009S4-3P",10.5,10900,6900,"Yes"]
[9920042,null,"LENNOX","HRCU-A-CB-O","MLA012S4S-1P","Mini-Splits","M22A012S4-2P",10,12000,8200]
[10528570,null,"LENNOX","HRCU-A-CB","MLA012S4S-1P","Mini-Splits","MMDB012S4-2P",11,12000,8500]
[9920041,null,"LENNOX","HRCU-A-CB-O","MLA012S4S-1P","Mini-Splits","MWMA012S4-2P",10,12000,7800,"Yes"]
[201796633,null,"LENNOX","HRCU-A-CB-O","MLA012S4S-1P","Mini-Splits","MWMA012S4-3P",10,12000,7800,"Yes"]
[201771987,null,"LENNOX","HMSV-A-CB","MLA018S4M-1P","Non-Ducted Indoor Units","Multiple combinations, check manufacturer compatibility",9.8000000000000007,20000,12600]
[202119246,null,"LENNOX","HMSV-A-CB","MLA018S4M-1P","Mixed Ducted and Non-Ducted Indoor Units","Multiple combinations, check manufacturer compatibility",9.4,19000,12300]
[204330674,null,"LENNOX","HMSV-A-CB","MLA018S4M-1P","Ducted Indoor Units","Multiple combinations, check manufacturer compatibility",9.8000000000000007,19000,12600]
[203343585,null,"LENNOX","HMSV-A-CB","MLA018S4M-2P","Non-Ducted Indoor Units","Multiple combinations, check manufacturer compatibility",9.8000000000000007,20000,12600]
[203343588,null,"LENNOX","HMSV-A-CB","MLA018S4M-2P","Ducted Indoor Units","Multiple combinations, check manufacturer compatibility",9.8000000000000007,19000,12600]
[203343589,null,"LENNOX","HMSV-A-CB","MLA018S4M-2P","Mixed Ducted and Non-Ducted Indoor Units","Multiple combinations, check manufacturer compatibility",9.4,19000,12300]
[9920045,null,"LENNOX","HRCU-A-CB-O","MLA018S4S-1P","Mini-Splits","M22A018S4-2P",9.6,18000,12000]
[9956319,null,"LENNOX","HRCU-A-CB-O","MLA018S4S-1P","Mini-Splits","MCFB018S4-2P",10,18000,12900]
[10528571,null,"LENNOX","HRCU-A-CB","MLA018S4S-1P","Mini-Splits","MMDB018S4-2P",11,19000,13400]
[9920044,null,"LENNOX","HRCU-A-CB-O","MLA018S4S-1P","Mini-Splits","MWMA018S4-2P",10,18000,10800]
[9920048,null,"LENNOX","HRCU-A-CB-O","MLA024S4S-1P","Mini-Splits","M33A024S4-2P",10.5,24000,16200]
[9920049,null,"LENNOX","HRCU-A-CB-O","MLA024S4S-1P","Mini-Splits","MCFA024S4-2P",11,24000,17200]
[10528572,null,"LENNOX","HRCU-A-CB","MLA024S4S-1P","Mini-Splits","MMDB024S4-2P",12.5,24000,17200]
[9920047,null,"LENNOX","HRCU-A-CB-O","MLA024S4S-1P","Mini-Splits","MWMA024S4-2P",10,24000,15400,"Yes"]
[201771988,null,"LENNOX","HMSV-A-CB","MLA030S4M-1P","Non-Ducted Indoor Units","Multiple combinations, check manufacturer compatibility",10.4,28000,18000]
[202119247,null,"LENNOX","HMSV-A-CB","MLA030S4M-1P","Mixed Ducted and Non-Ducted Indoor Units","Multiple combinations, check manufacturer compatibility",9.98,28600,17300]
[204330671,null,"LENNOX","HMSV-A-CB","MLA030S4M-1P","Ducted Indoor Units","Multiple combinations, check manufacturer compatibility",10,28400,16600]
[201771989,null,"LENNOX","HMSV-A-CB","MLA036S4M-1P","Non-Ducted Indoor Units","Multiple combinations, check manufacturer compatibility",10.5,36000,23200]
[202119248,null,"LENNOX","HMSV-A-CB","MLA036S4M-1P","Mixed Ducted and Non-Ducted Indoor Units","Multiple combinations, check manufacturer compatibility",10.23,36200,24000]
[204330673,null,"LENNOX","HMSV-A-CB","MLA036S4M-1P","Ducted Indoor Units","Multiple combinations, check manufacturer compatibility",11,37000,24600]
[10056167,null,"LENNOX","HRCU-A-CB-O","MPB009S4S-1L","Mini-Splits","MWMB009S4-1L",11.2,11000,6500,"Yes"]
[201796628,null,"LENNOX","HRCU-A-CB-O","MPB009S4S-1L","Mini-Splits","MWMB009S4-2L",11.2,11000,6500,"Yes"]
[10058830,null,"LENNOX","HRCU-A-CB-O","MPB009S4S-1P","Mini-Splits","M22A009S4-1P",10.5,10000,5800,"Yes"]
[10058831,null,"LENNOX","HRCU-A-CB-O","MPB009S4S-1P","Mini-Splits","M22A009S4-2P",10.5,10000,5800,"Yes"]
[10528563,null,"LENNOX","HRCU-A-CB","MPB009S4S-1P","Mini-Splits","MMDB009S4-2P",11.5,10000,6800]
[10056169,null,"LENNOX","HRCU-A-CB-O","MPB009S4S-1P","Mini-Splits","MWMA009S4-1P",10.8,9800,5800,"Yes"]
[10056170,null,"LENNOX","HRCU-A-CB-O","MPB009S4S-1P","Mini-Splits","MWMA009S4-2P",10.8,9800,5800,"Yes"]
[201796630,null,"LENNOX","HRCU-A-CB-O","MPB009S4S-1P","Mini-Splits","MWMA009S4-3P",10.8,9800,5800,"Yes"]
[10056168,null,"LENNOX","HRCU-A-CB-O","MPB012S4S-1L","Mini-Splits","MWMB012S4-1L",10.199999999999999,12000,7600,"Yes"]
[201796629,null,"LENNOX","HRCU-A-CB-O","MPB012S4S-1L","Mini-Splits","MWMB012S4-2L",10.199999999999999,12000,7600,"Yes"]
[10058832,null,"LENNOX","HRCU-A-CB-O","MPB012S4S-1P","Mini-Splits","M22A012S4-1P",10.5,12000,7500,"Yes"]
[10058833,null,"LENNOX","HRCU-A-CB-O","MPB012S4S-1P","Mini-Splits","M22A012S4-2P",10.5,12000,7500,"Yes"]
[10528564,null,"LENNOX","HRCU-A-CB","MPB012S4S-1P","Mini-Splits","MMDB012S4-2P",11.5,12000,7200]
[10056171,null,"LENNOX","HRCU-A-CB-O","MPB012S4S-1P","Mini-Splits","MWMA012S4-1P",11,12000,7700,"Yes"]
[10056172,null,"LENNOX","HRCU-A-CB-O","MPB012S4S-1P","Mini-Splits","MWMA012S4-2P",11,12000,7700,"Yes"]
[201796631,null,"LENNOX","HRCU-A-CB-O","MPB012S4S-1P","Mini-Splits","MWMA012S4-3P",11,12000,7700,"Yes"]
[201771983,null,"LENNOX","HMSV-A-CB","MPB018S4M-1P","Non-Ducted Indoor Units","Multiple combinations, check manufacturer compatibility",10.3,19000,12000]
[202119242,null,"LENNOX","HMSV-A-CB","MPB018S4M-1P","Mixed Ducted and Non-Ducted Indoor Units","Multiple combinations, check manufacturer compatibility",9.9,18600,11600]
[204330675,null,"LENNOX","HMSV-A-CB","MPB018S4M-1P","Ducted Indoor Units","Multiple combinations, check manufacturer compatibility",10,18500,11500]
[10062010,null,"LENNOX","HMSV-A-CB","MPB018S4M-1P","Non-Ducted Indoor Units","Multiple combinations, check manufacturer compatibility",10.3,19000,12000,"Yes"]
[203343586,null,"LENNOX","HMSV-A-CB","MPB018S4M-2P","Non-Ducted Indoor Units","Multiple combinations, check manufacturer compatibility",10.3,19000,12000]
[203343590,null,"LENNOX","HMSV-A-CB","MPB018S4M-2P","Ducted Indoor Units","Multiple combinations, check manufacturer compatibility",10,18500,11500]
[203343591,null,"LENNOX","HMSV-A-CB","MPB018S4M-2P","Mixed Ducted and Non-Ducted Indoor Units","Multiple combinations, check manufacturer compatibility",9.85,18200,11550]
[205464006,null,"LENNOX","HMSV-A-CB","MPB018S4M-2P","Mixed Ducted and Non-Ducted Indoor Units","Multiple combinations, check manufacturer compatibility",9.9,18600,11600]
[10058834,null,"LENNOX","HRCU-A-CB-O","MPB018S4S-1P","Mini-Splits","M22A018S4-1P",10.3,18000,12000,"Yes"]
[10058835,null,"LENNOX","HRCU-A-CB-O","MPB018S4S-1P","Mini-Splits","M22A018S4-2P",10.3,18000,12000,"Yes"]
[10058825,null,"LENNOX","HRCU-A-CB-O","MPB018S4S-1P","Mini-Splits","MCFB018S4-2P",10.5,18000,12000,"Yes"]
[10528565,null,"LENNOX","HRCU-A-CB","MPB018S4S-1P","Mini-Splits","MMDB018S4-2P",10.5,18000,12000]
[10056173,null,"LENNOX","HRCU-A-CB-O","MPB018S4S-1P","Mini-Splits","MWMA018S4-1P",10.4,18000,11400,"Yes"]
[10056174,null,"LENNOX","HRCU-A-CB-O","MPB018S4S-1P","Mini-Splits","MWMA018S4-2P",10.4,18000,11400,"Yes"]
[10058836,null,"LENNOX","HRCU-A-CB-O","MPB024S4S-1P","Mini-Splits","M33A024S4-1P",10.5,24400,15800,"Yes"]
[10058837,null,"LENNOX","HRCU-A-CB-O","MPB024S4S-1P","Mini-Splits","M33A024S4-2P",10.5,24400,15800]
[10058826,null,"LENNOX","HRCU-A-CB-O","MPB024S4S-1P","Mini-Splits","MCFA024S4-1P",11,24000,15000,"Yes"]
[10058827,null,"LENNOX","HRCU-A-CB-O","MPB024S4S-1P","Mini-Splits","MCFA024S4-2P",11,24000,15000,"Yes"]
[10528566,null,"LENNOX","HRCU-A-CB","MPB024S4S-1P","Mini-Splits","MMDB024S4-2P",11,24400,16000]
[10056175,null,"LENNOX","HRCU-A-CB-O","MPB024S4S-1P","Mini-Splits","MWMA024S4-1P",11.5,25000,15300,"Yes"]
[10056176,null,"LENNOX","HRCU-A-CB-O","MPB024S4S-1P","Mini-Splits","MWMA024S4-2P",11.5,25000,15300,"Yes"]
[201771984,null,"LENNOX","HMSV-A-CB","MPB030S4M-1P","Non-Ducted Indoor Units","Multiple combinations, check manufacturer compatibility",10.3,28000,17200]
[202119243,null,"LENNOX","HMSV-A-CB","MPB030S4M-1P","Mixed Ducted and Non-Ducted Indoor Units","Multiple combinations, check manufacturer compatibility",9.77,27600,17000]
[204330670,null,"LENNOX","HMSV-A-CB","MPB030S4M-1P","Ducted Indoor Units","Multiple combinations, check manufacturer compatibility",10,28000,17600]
[10062012,null,"LENNOX","HMSV-A-CB","MPB030S4M-1P","Non-Ducted Indoor Units","Multiple combinations, check manufacturer compatibility",10.3,28000,17200,"Yes"]
[203343587,null,"LENNOX","HMSV-A-CB","MPB030S4M-2P","Non-Ducted Indoor Units","Multiple combinations, check manufacturer compatibility",10.3,28000,17200]
[203343592,null,"LENNOX","HMSV-A-CB","MPB030S4M-2P","Ducted Indoor Units","Multiple combinations, check manufacturer compatibility",10,28000,17600]
[203343593,null,"LENNOX","HMSV-A-CB","MPB030S4M-2P","Mixed Ducted and Non-Ducted Indoor Units","Multiple combinations, check manufacturer compatibility",10.4,27400,17700]
[205464007,null,"LENNOX","HMSV-A-CB","MPB030S4M-2P","Mixed Ducted and Non-Ducted Indoor Units","Multiple combinations, check manufacturer compatibility",9.77,27600,17000]
[10056177,null,"LENNOX","HRCU-A-CB-O","MPB030S4S-1P","Mini-Splits","MWMB030S4-1P",9.4,30000,18500]
[202119244,null,"LENNOX","HMSV-A-CB","MPB036S4M-1P","Mixed Ducted and Non-Ducted Indoor Units","Multiple combinations, check manufacturer compatibility",9.9700000000000006,36200,23400]
[204330672,null,"LENNOX","HMSV-A-CB","MPB036S4M-1P","Ducted Indoor Units","Multiple combinations, check manufacturer compatibility",10,37000,23000]
[10062014,null,"LENNOX","HMSV-A-CB","MPB036S4M-1P","Non-Ducted Indoor Units","Multiple combinations, check manufacturer compatibility",10.199999999999999,36000,24600]
[10058838,null,"LENNOX","HRCU-A-CB-O","MPB036S4S-1P","Mini-Splits","M33A036S4-1P",10.5,38000,25200]
[10058828,null,"LENNOX","HRCU-A-CB-O","MPB036S4S-1P","Mini-Splits","MCFA036S4-1P",10,38000,25400]
[10528567,null,"LENNOX","HRCU-A-CB","MPB036S4S-1P","Mini-Splits","MMDB036S4-1P",11.5,40000,27600]
[201771986,null,"LENNOX","HMSV-A-CB","MPB048S4M-1P","Non-Ducted Indoor Units","Multiple combinations, check manufacturer compatibility",10.199999999999999,48000,29600]
[202119245,null,"LENNOX","HMSV-A-CB","MPB048S4M-1P","Mixed Ducted and Non-Ducted Indoor Units","Multiple combinations, check manufacturer compatibility",10.6,49000,32200]
[204330669,null,"LENNOX","HMSV-A-CB","MPB048S4M-1P","Ducted Indoor Units","Multiple combinations, check manufacturer compatibility",11.5,50000,34000]
[10058839,null,"LENNOX","HRCU-A-CB-O","MPB048S4S-1P","Mini-Splits","M33B048S4-1P",11,50000,35000]
[10058829,null,"LENNOX","HRCU-A-CB-O","MPB048S4S-1P","Mini-Splits","MCFA048S4-1P",11,50000,35000]
[10528568,null,"LENNOX","HRCU-A-CB","MPB048S4S-1P","Mini-Splits","MMDB048S4-1P",10.3,49500,33400]
[201862948,null,"LENNOX","HMSV-A-CB","VPA036H4*2P","Ducted Indoor Units","Multiple combinations, check manufacturer compatibility",9.1999999999999993,40000,25000]
[201862950,null,"LENNOX","HMSV-A-CB","VPA048H4*2P","Ducted Indoor Units","Multiple combinations, check manufacturer compatibility",9.6999999999999993,52500,34000]
[202327550,null,"LENNOX","HMSV-A-CB","VPA048H4*2P","Mixed Ducted and Non-Ducted Indoor Units","Multiple combinations, check manufacturer compatibility",9.3000000000000007,52500,34000]
[201862951,null,"LENNOX","HMSV-A-CB","VPA060H4*2P","Non-Ducted Indoor Units","Multiple combinations, check manufacturer compatibility",9.9,66000,42000]
[202327551,null,"LENNOX","HMSV-A-CB","VPA060H4*2P","Mixed Ducted and Non-Ducted Indoor Units","Multiple combinations, check manufacturer compatibility",9.85,66000,42000]
[201862952,null,"LENNOX","HMSV-A-CB","VPA060H4*2P","Ducted Indoor Units","Multiple combinations, check manufacturer compatibility",9.8000000000000007,66000,42000]
[204631569,null,"LENNOX","HMSV-A-CB","VPB036H4M-3P","Ducted Indoor Units","Multiple combinations, check manufacturer compatibility",10.4,40000,25000]
[204631570,null,"LENNOX","HMSV-A-CB","VPB036H4M-3P","Non-Ducted Indoor Units","Multiple combinations, check manufacturer compatibility",11.4,40000,25000]
[204631575,null,"LENNOX","HMSV-A-CB","VPB036H4M-3P","Mixed Ducted and Non-Ducted Indoor Units","Multiple combinations, check manufacturer compatibility",10.9,40000,25000]
[204631571,null,"LENNOX","HMSV-A-CB","VPB048H4M-3P","Ducted Indoor Units","Multiple combinations, check manufacturer compatibility",10.5,52500,34000]
[204631572,null,"LENNOX","HMSV-A-CB","VPB048H4M-3P","Non-Ducted Indoor Units","Multiple combinations, check manufacturer compatibility",11,52500,34000]
[204631576,null,"LENNOX","HMSV-A-CB","VPB048H4M-3P","Mixed Ducted and Non-Ducted Indoor Units","Multiple combinations, check manufacturer compatibility",10.75,52500,34000]
[204631573,null,"LENNOX","HMSV-A-CB","VPB060H4M-3P","Ducted Indoor Units","Multiple combinations, check manufacturer compatibility",10.5,66000,42000]
[204631574,null,"LENNOX","HMSV-A-CB","VPB060H4M-3P","Non-Ducted Indoor Units","Multiple combinations, check manufacturer compatibility",10.6,66000,42000]
[204631577,null,"LENNOX","HMSV-A-CB","VPB060H4M-3P","Mixed Ducted and Non-Ducted Indoor Units","Multiple combinations, check manufacturer compatibility",10.55,66000,42000]
[9961668,null,"LENNOX VRF","HMSV-A-CB","VEP036C432P","Non-Ducted Indoor Units","Multiple combinations, check manufacturer compatibility",9,41500,24000]
[9961669,null,"LENNOX VRF","HMSV-A-CB","VEP036C432P","Ducted Indoor Units","Multiple combinations, check manufacturer compatibility",9,42000,25200]
[9961670,null,"LENNOX VRF","HMSV-A-CB","VEP048C432P","Non-Ducted Indoor Units","Multiple combinations, check manufacturer compatibility",9,52500,31600]
[9961671,null,"LENNOX VRF","HMSV-A-CB","VEP048C432P","Ducted Indoor Units","Multiple combinations, check manufacturer compatibility",9,52500,32000]
[202324587,null,"LENNOX VRF","HMSV-A-CB","VPA036H4*2P","Mixed Ducted and Non-Ducted Indoor Units","Multiple combinations, check manufacturer compatibility",9.0500000000000007,40000,25000]
[10070561,null,"LG","HMSR-A-CB","ARUB060GSS4","Non-Ducted Indoor Units","Multiple combinations, check manufacturer compatibility",10.9,64000,40000]
[10271657,null,"LG","HMSR-A-CB","ARUB060GSS4","Ducted Indoor Units","Multiple combinations, check manufacturer compatibility",10,64000,40000]
[10271659,null,"LG","HMSR-A-CB","ARUB060GSS4","Mixed Ducted and Non-Ducted Indoor Units","Multiple combinations, check manufacturer compatibility",10.45,64000,40000]
[10070562,null,"LG","HMSV-A-CB","ARUN024GSS4","Non-Ducted Indoor Units","Multiple combinations, check manufacturer compatibility",10,27000,18000,"Yes"]
[10271658,null,"LG","HMSV-A-CB","ARUN024GSS4","Mixed Ducted and Non-Ducted Indoor Units","Multiple combinations, check manufacturer compatibility",9.3000000000000007,27000,17500,"Yes"]
[8717931,null,"LG","HMSV-A-CB","ARUN038GSS4","Non-Ducted Indoor Units","Multiple combinations, check manufacturer compatibility",9,42000,26000]
[8717932,null,"LG","HMSV-A-CB","ARUN038GSS4","Ducted Indoor Units","Multiple combinations, check manufacturer compatibility",9,42000,26000]
[8717933,null,"LG","HMSV-A-CB","ARUN038GSS4","Mixed Ducted and Non-Ducted Indoor Units","Multiple combinations, check manufacturer compatibility",9,42000,26000]
[8717929,null,"LG","HMSV-A-CB","ARUN048GSS4","Non-Ducted Indoor Units","Multiple combinations, check manufacturer compatibility",9.5,54000,32000]
[8717930,null,"LG","HMSV-A-CB","ARUN048GSS4","Ducted Indoor Units","Multiple combinations, check manufacturer compatibility",9.5,54000,32000]
[8717934,null,"LG","HMSV-A-CB","ARUN048GSS4","Mixed Ducted and Non-Ducted Indoor Units","Multiple combinations, check manufacturer compatibility",9.5,54000,32000,"Yes"]
[6606229,null,"LG","HMSV-A-CB","ARUN053GF2","Non-Ducted Indoor Units","Multiple combinations, check manufacturer compatibility",9,60000,35000]
[6606230,null,"LG","HMSV-A-CB","ARUN053GF2","Ducted Indoor Units","Multiple combinations, check manufacturer compatibility",9,60000,35000]
[8717927,null,"LG","HMSV-A-CB","ARUN053GSS4","Non-Ducted Indoor Units","Multiple combinations, check manufacturer compatibility",10.5,59000,38000]
[8717928,null,"LG","HMSV-A-CB","ARUN053GSS4","Ducted Indoor Units","Multiple combinations, check manufacturer compatibility",9,59000,38000]
[8717935,null,"LG","HMSV-A-CB","ARUN053GSS4","Mixed Ducted and Non-Ducted Indoor Units","Multiple combinations, check manufacturer compatibility",9.75,59000,38000]
[10514710,null,"LG","HMSV-A-CB","ARUN060GSS4","Non-Ducted Indoor Units","Multiple combinations, check manufacturer compatibility",10.9,64000,40000,"Yes"]
[10514711,null,"LG","HMSV-A-CB","ARUN060GSS4","Ducted Indoor Units","Multiple combinations, check manufacturer compatibility",10,64000,40000,"Yes"]
[10516995,null,"LG","HMSV-A-CB","ARUN060GSS4","Mixed Ducted and Non-Ducted Indoor Units","Multiple combinations, check manufacturer compatibility",10.45,64000,40000]
[6468419,null,"LG","HRCU-A-CB-O","LAU090HYV","Mini-Splits","LAN090HYV",11.8,11000,7100]
[7947563,null,"LG","HRCU-A-CB-O","LAU090HYV1","Mini-Splits","LAN090HYV1",12,11000,7000,"Yes"]
[204825177,null,"LG","HRCU-A-CB-O","LAU090HYV3","Mini-Splits","LAN090HYV3",13.5,11000,6700]
[5557253,null,"LG","HRCU-A-CB-O","LAU120HSV2","Mini-Splits","LAN120HSV2",11,13300,6900]
[6233140,null,"LG","HRCU-A-CB-O","LAU120HYV","Mini-Splits","LAN120HYV",11.5,13600,8400,"Yes"]
[7849625,null,"LG","HRCU-A-CB-O","LAU120HYV1","Mini-Splits","LAN120HYV1",12,12000,7100,"Yes"]
[204825178,null,"LG","HRCU-A-CB-O","LAU120HYV3","Mini-Splits","LAN120HYV3",12.5,13600,8300]
[9680935,null,"LG","HRCU-A-CB-O","LAU150HYV2","Mini-Splits","LAN150HYV2",12.5,18000,11000,"Yes"]
[204825179,null,"LG","HRCU-A-CB-O","LAU150HYV3","Mini-Splits","LAN150HYV3",13.5,18000,10900]
[5557254,null,"LG","HRCU-A-CB-O","LAU180HSV2","Mini-Splits","LAN180HSV2",9.6999999999999993,22000,14000]
[8584525,null,"LG","HRCU-A-CB-O","LAU180HYV1","Mini-Splits","LAN180HYV1",12.5,22000,13000,"Yes"]
[9680934,null,"LG","HRCU-A-CB-O","LAU180HYV2","Mini-Splits","LAN180HYV2",12,22000,13500,"Yes"]
[204825180,null,"LG","HRCU-A-CB-O","LAU180HYV3","Mini-Splits","LAN180HYV3",13,21600,13100]
[5557267,null,"LG","HRCU-A-CB-O","LAU240HSV2","Mini-Splits","LAN240HSV2",10,27600,18000]
[8797147,null,"LG","HRCU-A-CB-O","LAU240HSV3","Mini-Splits","LAN240HSV3",10,27600,18500]
[7484115,null,"LG","HRCU-A-CB-O","LAU240HSV4","Mini-Splits","LAN240HSV4",10,27600,18500]
[8584526,null,"LG","HRCU-A-CB-O","LAU240HYV1","Mini-Splits","LAN240HYV1",12,27000,17200,"Yes"]
[204825181,null,"LG","HRCU-A-CB-O","LAU240HYV3","Mini-Splits","LAN240HYV3",12.5,26000,15800]
[9152487,null,"LG","HRCU-A-CB-O","LFU427HV","Non-Ducted Indoor Units","Multiple combinations, check manufacturer compatibility",9.1999999999999993,47000,28000]
[5356480,null,"LG","HRCU-A-CB-O","LGU121HSV","Mini-Splits","LGN121HSV",11,13300,6900]
[7845625,null,"LG","HRCU-A-CB-O","LGU121HSV2","Mini-Splits","LGN121HSV2",11,13300,8700]
[10570124,null,"LG","HRCU-A-CB-O","LGU121HSV3","Mini-Splits","LGN121HSV3",11.4,13600,8200,"Yes"]
[5356481,null,"LG","HRCU-A-CB-O","LGU181HSV","Mini-Splits","LGN181HSV",9.6999999999999993,22000,14000]
[7845626,null,"LG","HRCU-A-CB-O","LGU181HSV2","Mini-Splits","LGN181HSV2",9.6999999999999993,22000,13500]
[10567392,null,"LG","HRCU-A-CB-O","LGU181HSV3","Mini-Splits","LGN181HSV3",10.199999999999999,21600,13000]
[7845627,null,"LG","HRCU-A-CB-O","LGU241HSV2","Mini-Splits","LGN241HSV2",10,27600,18000]
[10516996,null,"LG","HMSV-A-CB","LMU180HHV","Mixed Ducted and Non-Ducted Indoor Units","Multiple combinations, check manufacturer compatibility",9.5,22000,14700,"Yes"]
[10445372,null,"LG","HMSV-A-CB","LMU180HHV","Non-Ducted Indoor Units","Multiple combinations, check manufacturer compatibility",10,22000,14700,"Yes"]
[10445373,null,"LG","HMSV-A-CB","LMU180HHV","Ducted Indoor Units","Multiple combinations, check manufacturer compatibility",9,22000,14700,"Yes"]
[7180060,null,"LG","HMSV-A-CB","LMU18CHV","Non-Ducted Indoor Units","Multiple combinations, check manufacturer compatibility",9.6999999999999993,22000,13500,"Yes"]
[7180061,null,"LG","HMSV-A-CB","LMU18CHV","Ducted Indoor Units","Multiple combinations, check manufacturer compatibility",9.6999999999999993,19800,13000,"Yes"]
[7184506,null,"LG","HMSV-A-CB","LMU18CHV","Mixed Ducted and Non-Ducted Indoor Units","Multiple combinations, check manufacturer compatibility",9.6999999999999993,20800,13200,"Yes"]
[10516997,null,"LG","HMSV-A-CB","LMU240HHV","Mixed Ducted and Non-Ducted Indoor Units","Multiple combinations, check manufacturer compatibility",9.85,25000,16300,"Yes"]
[10445374,null,"LG","HMSV-A-CB","LMU240HHV","Non-Ducted Indoor Units","Multiple combinations, check manufacturer compatibility",10.7,26000,17400,"Yes"]
[10445375,null,"LG","HMSV-A-CB","LMU240HHV","Ducted Indoor Units","Multiple combinations, check manufacturer compatibility",9,24000,15200,"Yes"]
[7180062,null,"LG","HMSV-A-CB","LMU24CHV","Non-Ducted Indoor Units","Multiple combinations, check manufacturer compatibility",10.6,24000,14500,"Yes"]
[7184505,null,"LG","HMSV-A-CB","LMU24CHV","Ducted Indoor Units","Multiple combinations, check manufacturer compatibility",9.8000000000000007,22400,14000,"Yes"]
[7184507,null,"LG","HMSV-A-CB","LMU24CHV","Mixed Ducted and Non-Ducted Indoor Units","Multiple combinations, check manufacturer compatibility",10.199999999999999,23200,14200,"Yes"]
[10525928,null,"LG","HMSV-A-CB","LMU300HHV","Mixed Ducted and Non-Ducted Indoor Units","Multiple combinations, check manufacturer compatibility",10.25,27800,18300,"Yes"]
[10445376,null,"LG","HMSV-A-CB","LMU300HHV","Non-Ducted Indoor Units","Multiple combinations, check manufacturer compatibility",11,28600,18900,"Yes"]
[10445377,null,"LG","HMSV-A-CB","LMU300HHV","Ducted Indoor Units","Multiple combinations, check manufacturer compatibility",9.5,27000,17700,"Yes"]
[8111355,null,"LG","HMSV-A-CB","LMU30CHV","Non-Ducted Indoor Units","Multiple combinations, check manufacturer compatibility",10,32000,19600,"Yes"]
[8111356,null,"LG","HMSV-A-CB","LMU30CHV","Ducted Indoor Units","Multiple combinations, check manufacturer compatibility",9.6999999999999993,33000,19000,"Yes"]
[8111359,null,"LG","HMSV-A-CB","LMU30CHV","Mixed Ducted and Non-Ducted Indoor Units","Multiple combinations, check manufacturer compatibility",9.85,32400,19300,"Yes"]
[10443472,null,"LG","HMSV-A-CB","LMU360HHV","Non-Ducted Indoor Units","Multiple combinations, check manufacturer compatibility",11.5,41000,28000,"Yes"]
[10443475,null,"LG","HMSV-A-CB","LMU360HHV","Ducted Indoor Units","Multiple combinations, check manufacturer compatibility",10.5,40000,27000,"Yes"]
[10445111,null,"LG","HMSV-A-CB","LMU360HHV","Mixed Ducted and Non-Ducted Indoor Units","Multiple combinations, check manufacturer compatibility",11,40500,27400,"Yes"]
[7180063,null,"LG","HMSV-A-CB","LMU36CHV","Non-Ducted Indoor Units","Multiple combinations, check manufacturer compatibility",10,36000,20000,"Yes"]
[7180064,null,"LG","HMSV-A-CB","LMU36CHV","Ducted Indoor Units","Multiple combinations, check manufacturer compatibility",9.6999999999999993,34000,19500,"Yes"]
[7184508,null,"LG","HMSV-A-CB","LMU36CHV","Mixed Ducted and Non-Ducted Indoor Units","Multiple combinations, check manufacturer compatibility",9.85,35000,19700,"Yes"]
[10443471,null,"LG","HMSV-A-CB","LMU420HHV","Non-Ducted Indoor Units","Multiple combinations, check manufacturer compatibility",11,45000,29000,"Yes"]
[10443474,null,"LG","HMSV-A-CB","LMU420HHV","Ducted Indoor Units","Multiple combinations, check manufacturer compatibility",10.5,45000,29000,"Yes"]
[10444103,null,"LG","HMSV-A-CB","LMU420HHV","Mixed Ducted and Non-Ducted Indoor Units","Multiple combinations, check manufacturer compatibility",10.75,45000,29000,"Yes"]
[8111357,null,"LG","HMSV-A-CB","LMU480HV","Ducted Indoor Units","Multiple combinations, check manufacturer compatibility",9.6999999999999993,50000,33600,"Yes"]
[8111358,null,"LG","HMSV-A-CB","LMU480HV","Non-Ducted Indoor Units","Multiple combinations, check manufacturer compatibility",10,54000,35000,"Yes"]
[8111360,null,"LG","HMSV-A-CB","LMU480HV","Mixed Ducted and Non-Ducted Indoor Units","Multiple combinations, check manufacturer compatibility",9.85,52000,34200,"Yes"]
[8898928,null,"LG","HMSV-A-CB","LMU600HV","Non-Ducted Indoor Units","Multiple combinations, check manufacturer compatibility",11,64000,41000]
[8898929,null,"LG","HMSV-A-CB","LMU600HV","Ducted Indoor Units","Multiple combinations, check manufacturer compatibility",10.5,64000,43000,"Yes"]
[8898930,null,"LG","HMSV-A-CB","LMU600HV","Mixed Ducted and Non-Ducted Indoor Units","Multiple combinations, check manufacturer compatibility",10.75,64000,42000]
[8032527,null,"LG","HRCU-A-CB-O","LSU090HEV1","Mini-Splits","LSN090HEV1",9,9000,5400]
[202544305,null,"LG","HRCU-A-CB-O","LSU090HEV2","Mini-Splits","LSN090HEV2",10,10900,6900]
[7484109,null,"LG","HRCU-A-CB-O","LSU090HSV4","Mini-Splits","LAN090HSV4",10.8,10800,6600,"Yes"]
[7484110,null,"LG","HRCU-A-CB-O","LSU090HSV4","Mini-Splits","LSN090HSV4",10.8,10800,6600,"Yes"]
[10567393,null,"LG","HRCU-A-CB-O","LSU090HSV5","Mini-Splits","LAN090HSV5",11.3,10900,6600,"Yes"]
[10567394,null,"LG","HRCU-A-CB-O","LSU090HSV5","Mini-Splits","LSN090HSV5",11.3,10900,6600,"Yes"]
[7065151,null,"LG","HRCU-A-CB-O","LSU090HXV","Mini-Splits","LSN090HXV",9,10900,6000]
[203996859,null,"LG","HRCU-A-CB-O","LSU090HXV2","Mini-Splits","LSN090HXV2",10,10900,6900]
[8032528,null,"LG","HRCU-A-CB-O","LSU120HEV1","Mini-Splits","LSN120HEV1",9.1999999999999993,12000,7600]
[202544306,null,"LG","HRCU-A-CB-O","LSU120HEV2","Mini-Splits","LSN120HEV2",9.5,12000,7300]
[7484111,null,"LG","HRCU-A-CB-O","LSU120HSV4","Mini-Splits","LAN120HSV4",11,13300,8700,"Yes"]
[7484112,null,"LG","HRCU-A-CB-O","LSU120HSV4","Mini-Splits","LSN120HSV4",11,13300,8700,"Yes"]
[10570122,null,"LG","HRCU-A-CB-O","LSU120HSV5","Mini-Splits","LAN120HSV5",11.4,13600,8200,"Yes"]
[10570123,null,"LG","HRCU-A-CB-O","LSU120HSV5","Mini-Splits","LSN120HSV5",11.4,13600,8200,"Yes"]
[7065150,null,"LG","HRCU-A-CB-O","LSU120HXV","Mini-Splits","LSN120HXV",9,13000,8000]
[203996860,null,"LG","HRCU-A-CB-O","LSU120HXV2","Mini-Splits","LSN120HXV2",9.5,12000,7300]
[8046946,null,"LG","HRCU-A-CB-O","LSU180HEV1","Mini-Splits","LSN180HEV1",9,19000,12300]
[202544307,null,"LG","HRCU-A-CB-O","LSU180HEV2","Mini-Splits","LSN180HEV2",10,19000,11600]
[7484113,null,"LG","HRCU-A-CB-O","LSU180HSV4","Mini-Splits","LAN180HSV4",9.6999999999999993,22000,13500]
[7484114,null,"LG","HRCU-A-CB-O","LSU180HSV4","Mini-Splits","LSN180HSV4",9.6999999999999993,22000,13500]
[10567390,null,"LG","HRCU-A-CB-O","LSU180HSV5","Mini-Splits","LAN180HSV5",10.199999999999999,21600,13000,"Yes"]
[10567391,null,"LG","HRCU-A-CB-O","LSU180HSV5","Mini-Splits","LSN180HSV5",10.199999999999999,21600,13000,"Yes"]
[6235929,null,"LG","HRCU-A-CB-O","LSU181HSV3","Mini-Splits","LSN181HSV3",9.6999999999999993,22000,13500]
[8046947,null,"LG","HRCU-A-CB-O","LSU240HEV1","Mini-Splits","LSN240HEV1",9,22000,14100]
[202544308,null,"LG","HRCU-A-CB-O","LSU240HEV2","Mini-Splits","LSN240HEV2",9.5,22000,13500]
[10060818,null,"LG","HRCU-A-CB-O","LSU240HEZ1","Mini-Splits","LSN240HEZ1",9,22000,14100]
[7012586,null,"LG","HRCU-A-CB-O","LSU240HLV","Mini-Splits","LSN240HLV",11,27000,17900,"Yes"]
[6236101,null,"LG","HRCU-A-CB-O","LSU240HSV3","Mini-Splits","LSN240HSV3",10.199999999999999,27600,18700,"Yes"]
[9122552,null,"LG","HRCU-A-CB-O","LSU243HLV","Mini-Splits","LSN243HLV",11,27000,17900,"Yes"]
[204825182,null,"LG","HRCU-A-CB-O","LSU243HLV3","Mini-Splits","LSN243HLV3",12,26000,15800]
[7012587,null,"LG","HRCU-A-CB-O","LSU300HLV","Mini-Splits","LSN300HLV",10,32000,21200]
[9910427,null,"LG","HRCU-A-CB-O","LSU303HLV","Mini-Splits","LSN303HLV",10,32000,19400]
[204825183,null,"LG","HRCU-A-CB-O","LSU303HLV3","Mini-Splits","LSN303HLV3",11.5,32400,19700]
[6236102,null,"LG","HRCU-A-CB-O","LSU307HV3","Mini-Splits","LSN307HV3",9.5,32000,22400]
[7012588,null,"LG","HRCU-A-CB-O","LSU360HLV","Mini-Splits","LSN360HLV",10,35200,23200]
[6468420,null,"LG","HRCU-A-CB-O","LSU360HV3","Mini-Splits","LSN360HV3",9.9,35200,24400]
[9910428,null,"LG","HRCU-A-CB-O","LSU363HLV","Mini-Splits","LSN363HLV",10,35200,21400]
[204825184,null,"LG","HRCU-A-CB-O","LSU363HLV3","Mini-Splits","LSN363HLV3",11,35200,21400]
[8931560,null,"LG","HRCU-A-CB-O","LUU097HV","Mini-Splits","LCN097HV4",10.5,11000,7000]
[203381526,null,"LG","HRCU-A-CB-O","LUU097HV","Mini-Splits","LCN098HV4",10.5,11000,7000,"Yes"]
[8931561,null,"LG","HRCU-A-CB","LUU097HV","Mini-Splits","LDN097HV4",10.3,14000,9500]
[205049408,null,"LG","HRCU-A-CB-O","LUU097HV","Mini-Splits","LQN090HV4",10.4,10100,6800]
[8905114,null,"LG","HRCU-A-CB-O","LUU127HV","Mini-Splits","LCN127HV4",10.4,14000,9100]
[203381517,null,"LG","HRCU-A-CB-O","LUU127HV","Mini-Splits","LCN128HV4",10.4,14000,9100,"Yes"]
[8931559,null,"LG","HRCU-A-CB","LUU127HV","Mini-Splits","LDN127HV4",10.5,16000,10000,"Yes"]
[205049407,null,"LG","HRCU-A-CB-O","LUU127HV","Mini-Splits","LQN120HV4",10.199999999999999,13000,9200]
[5859619,null,"LG","HRCU-A-CB-O","LUU187HV","Mini-Splits","LCN187HV",10.1,20000,12500,"Yes"]
[10513886,null,"LG","HRCU-A-CB","LUU188HV","Mini-Splits","LVN180HV4",9.5,20000,12600,"Yes"]
[202177384,null,"LG","HRCU-A-CB-O","LUU189HV","Mini-Splits","LCN188HV4",10,18500,12700]
[202177383,null,"LG","HRCU-A-CB","LUU189HV","Mini-Splits","LDN187HV4",10,20000,12700]
[203161351,null,"LG","HRCU-A-CB","LUU189HV","Mini-Splits","LVN181HV4",10.4,20000,13000,"Yes"]
[5584107,null,"LG","HRCU-A-CB-O","LUU247HV","Mini-Splits","LCN247HV",9.6999999999999993,27000,18600]
[5859621,null,"LG","HRCU-A-CB","LUU247HV","Mini-Splits","LHN247HV",10,27000,17600,"Yes"]
[10513887,null,"LG","HRCU-A-CB","LUU248HV","Mini-Splits","LVN240HV4",10,27000,18000,"Yes"]
[203161150,null,"LG","HRCU-A-CB-O","LUU249HV","Mini-Splits","LCN248HV",10.5,27000,17500,"Yes"]
[203161353,null,"LG","HRCU-A-CB-O","LUU249HV","Mini-Splits","LHN248HV",10.5,27000,17500,"Yes"]
[203161352,null,"LG","HRCU-A-CB","LUU249HV","Mini-Splits","LVN241HV4",11,27000,18700]
[5859620,null,"LG","HRCU-A-CB-O","LUU367HV","Mini-Splits","LCN367HV",9.5,40000,26000]
[5859622,null,"LG","HRCU-A-CB","LUU367HV","Mini-Splits","LHN367HV",9.1999999999999993,40000,24600,"Yes"]
[10399150,null,"LG","HRCU-A-CB","LUU368HV","Mini-Splits","LVN360HV4",10,40000,25600,"Yes"]
[203161151,null,"LG","HRCU-A-CB-O","LUU369HV","Mini-Splits","LCN368HV",9.5,40000,24000]
[203161354,null,"LG","HRCU-A-CB-O","LUU369HV","Mini-Splits","LHN368HV",9.6999999999999993,40000,24000,"Yes"]
[203162003,null,"LG","HRCU-A-CB","LUU369HV","Mini-Splits","LVN361HV4",10,40000,23800,"Yes"]
[10400575,null,"LG","HRCU-A-CB","LUU428HV","Mini-Splits","LVN420HV",10,47000,30600,"Yes"]
[203161245,null,"LG","HRCU-A-CB-O","LUU429HV","Mini-Splits","LCN428HV",9,47000,26000]
[10401183,null,"LG","HRCU-A-CB","LUU488HV","Mini-Splits","LVN480HV",9.5,56000,37000,"Yes"]
[9150108,null,"LIEBERT SRC","HRCU-A-CB-O","SRC18HPC000","Mini-Splits","SRC18HPN000",9.6999999999999993,22000,13500]
[9150109,null,"LIEBERT SRC","HRCU-A-CB-O","SRC24HPC000","Mini-Splits","SRC24HPN000",11,27000,17900]
[9150110,null,"LIEBERT SRC","HRCU-A-CB-O","SRC36HPC000","Mini-Splits","SRC36HPN000",10,35200,23200]
[10305065,null,"LIVART","HRCU-A-CB-O","LGSA-12HRDN1(O)","Mini-Splits","LGSA-12HRDN1(I)",9.3000000000000007,12000,6800]
[10305066,null,"LIVART","HRCU-A-CB-O","LGSA-18HRDN1(O)","Mini-Splits","LGSA-18HRDN1(I)",9.8000000000000007,18000,12200]
[10569129,null,"LIVART","HRCU-A-CB-O","LGSA-30HRDN1(O)","Mini-Splits","LGSA-30HRDN1(I)",9.6,30000,19000]
[10569130,null,"LIVART","HRCU-A-CB-O","LGSA-36HRDN1(O)","Mini-Splits","LGSA-36HRDN1(I)",10,36000,21400]
[202443412,null,"LIVART","HRCU-A-CB-O","LVA12HRN1","Mini-Splits","LVA12HRN1",9,11800,6800]
[202443410,null,"LIVART","HRCU-A-CB-O","LVA12HRN1B","Mini-Splits","LVA12HRN1B",9,11800,6800]
[202443408,null,"LIVART","HRCU-A-CB-O","LVA18HRN1","Mini-Splits","LVA18HRN1",9.8000000000000007,18000,12200]
[202443409,null,"LIVART","HRCU-A-CB-O","LVA24HRN1","Mini-Splits","LVA24HRN1",9,25000,14800]
[202443413,null,"LIVART","HRCU-A-CB-O","LVA30HRN1","Mini-Splits","LVA30HRN1",9.6,30000,19000]
[202443411,null,"LIVART","HRCU-A-CB-O","LVA36HRN1","Mini-Splits","LVA36HRN1",10,36000,21400]
[8578531,null,"LUXAIRE BY JOHNSON CONTROLS","HRCU-A-CB-O","DHP09CSB11S","Mini-Splits","DHP09NWB11S",9,9600,5400]
[8578539,null,"LUXAIRE BY JOHNSON CONTROLS","HRCU-A-CB-O","DHP09CSB21S","Mini-Splits","DHP09NWB21S",9,9500,5600]
[8578535,null,"LUXAIRE BY JOHNSON CONTROLS","HRCU-A-CB-O","DHP12CSB11S","Mini-Splits","DHP12NWB11S",9,13000,7600]
[8578543,null,"LUXAIRE BY JOHNSON CONTROLS","HRCU-A-CB-O","DHP12CSB21S","Mini-Splits","DHP12NWB21S",9,13000,7700]
[8578547,null,"LUXAIRE BY JOHNSON CONTROLS","HRCU-A-CB-O","DHP18CSB21S","Mini-Splits","DHP18NWB21S",9,19000,12000]
[8578551,null,"LUXAIRE BY JOHNSON CONTROLS","HRCU-A-CB-O","DHP24CSB21S","Mini-Splits","DHP24NWB21S",9,23000,13500]
[8578555,null,"LUXAIRE BY JOHNSON CONTROLS","HRCU-A-CB-O","DHP30CSB21S","Mini-Splits","DHP30NWB21S",9,28400,19200]
[10509467,null,"LUXAIRE BY JOHNSON CONTROLS","HRCU-A-CB-O","DHP36CSB21S","Mini-Splits","DHP36NWB21S",9,34600,20200]
[5557303,null,"LUXAIRE BY JOHNSON CONTROLS","HRCU-A-CB-O","DHPM12CSM42Q1A","Mini-Splits","DHPM12NWM42Q1A",9.1999999999999993,13000,7600]
[5557309,null,"LUXAIRE BY JOHNSON CONTROLS","HRCU-A-CB-O","DHPM18CSM42Q1A","Mini-Splits","DHPM18NWM42Q1A",10,19800,12700]
[5557315,null,"LUXAIRE BY JOHNSON CONTROLS","HRCU-A-CB-O","DHPM24CSM42Q1A","Mini-Splits","DHPM24NWM42Q1A",10,23000,15000]
[8578431,null,"LUXAIRE BY JOHNSON CONTROLS","HRCU-A-CB-O","DHR18CSB21S","Mini-Splits","DHR18NCB21S",9.5,19100,10900]
[8578423,null,"LUXAIRE BY JOHNSON CONTROLS","HRCU-A-CB","DHR18CSB21S","Mini-Splits","DHR18NDB21S",9.5,18800,10900]
[8578427,null,"LUXAIRE BY JOHNSON CONTROLS","HRCU-A-CB-O","DHR18CSB21S","Mini-Splits","DHR18NKB21S",9,18400,9900]
[8578443,null,"LUXAIRE BY JOHNSON CONTROLS","HRCU-A-CB-O","DHR24CSB21S","Mini-Splits","DHR24NCB21S",10,27200,15700]
[8578435,null,"LUXAIRE BY JOHNSON CONTROLS","HRCU-A-CB","DHR24CSB21S","Mini-Splits","DHR24NDB21S",10,27200,16700]
[8578439,null,"LUXAIRE BY JOHNSON CONTROLS","HRCU-A-CB-O","DHR24CSB21S","Mini-Splits","DHR24NKB21S",10,27200,15700]
[8578455,null,"LUXAIRE BY JOHNSON CONTROLS","HRCU-A-CB-O","DHR30CSB21S","Mini-Splits","DHR30NCB21S",9,31200,18000]
[8578447,null,"LUXAIRE BY JOHNSON CONTROLS","HRCU-A-CB","DHR30CSB21S","Mini-Splits","DHR30NDB21S",9,31200,16700]
[8578451,null,"LUXAIRE BY JOHNSON CONTROLS","HRCU-A-CB-O","DHR30CSB21S","Mini-Splits","DHR30NKB21S",9,31200,16700]
[8578467,null,"LUXAIRE BY JOHNSON CONTROLS","HRCU-A-CB-O","DHR36CSB21S","Mini-Splits","DHR36NCB21S",9,41000,23400]
[8578459,null,"LUXAIRE BY JOHNSON CONTROLS","HRCU-A-CB","DHR36CSB21S","Mini-Splits","DHR36NDB21S",9,41000,24600]
[8578463,null,"LUXAIRE BY JOHNSON CONTROLS","HRCU-A-CB-O","DHR36CSB21S","Mini-Splits","DHR36NKB21S",9,41000,23400]
[8578479,null,"LUXAIRE BY JOHNSON CONTROLS","HRCU-A-CB-O","DHR42CSB21S","Mini-Splits","DHR42NCB21S",9,44000,24800]
[8578471,null,"LUXAIRE BY JOHNSON CONTROLS","HRCU-A-CB","DHR42CSB21S","Mini-Splits","DHR42NDB21S",9,44000,24800]
[8578475,null,"LUXAIRE BY JOHNSON CONTROLS","HRCU-A-CB-O","DHR42CSB21S","Mini-Splits","DHR42NKB21S",9,44000,24400]
[8578491,null,"LUXAIRE BY JOHNSON CONTROLS","HRCU-A-CB-O","DHR48CSB21S","Mini-Splits","DHR48NCB21S",9,54500,28600]
[8578483,null,"LUXAIRE BY JOHNSON CONTROLS","HRCU-A-CB","DHR48CSB21S","Mini-Splits","DHR48NDB21S",9,54500,30600]
[8578487,null,"LUXAIRE BY JOHNSON CONTROLS","HRCU-A-CB-O","DHR48CSB21S","Mini-Splits","DHR48NKB21S",9,54500,27600]
[8581783,null,"LUXAIRE BY JOHNSON CONTROLS","HRCU-A-CB-O","DHW18CMB21S","Non-Ducted Indoor Units","Multiple combinations, check manufacturer compatibility",9,19000,12300]
[8581787,null,"LUXAIRE BY JOHNSON CONTROLS","HMSV-A-CB","DHW18CMB21S","Ducted Indoor Units","Multiple combinations, check manufacturer compatibility",9,19000,12300]
[8581791,null,"LUXAIRE BY JOHNSON CONTROLS","HMSV-A-CB","DHW24CMB21S","Ducted Indoor Units","Multiple combinations, check manufacturer compatibility",9,29000,17800]
[8581796,null,"LUXAIRE BY JOHNSON CONTROLS","HRCU-A-CB-O","DHW24CMB21S","Non-Ducted Indoor Units","Multiple combinations, check manufacturer compatibility",10.199999999999999,29000,17800]
[8581972,null,"LUXAIRE BY JOHNSON CONTROLS","HMSV-A-CB","DHW30CMB21S","Ducted Indoor Units","Multiple combinations, check manufacturer compatibility",9.8000000000000007,32000,19800]
[8581968,null,"LUXAIRE BY JOHNSON CONTROLS","HMSV-A-CB","DHW30CMB21S","Non-Ducted Indoor Units","Multiple combinations, check manufacturer compatibility",10.199999999999999,31600,19400]
[8578503,null,"LUXAIRE BY JOHNSON CONTROLS","HMSV-A-CB","DHW36CMB21S","Non-Ducted Indoor Units","Multiple combinations, check manufacturer compatibility",10.199999999999999,42500,24800]
[8581976,null,"LUXAIRE BY JOHNSON CONTROLS","HMSV-A-CB","DHW36CMB21S","Ducted Indoor Units","Multiple combinations, check manufacturer compatibility",9.9,43500,25000]
[8578507,null,"LUXAIRE BY JOHNSON CONTROLS","HMSV-A-CB","DHW42CMB21S","Non-Ducted Indoor Units","Multiple combinations, check manufacturer compatibility",10.199999999999999,45000,29000]
[8581980,null,"LUXAIRE BY JOHNSON CONTROLS","HMSV-A-CB","DHW42CMB21S","Ducted Indoor Units","Multiple combinations, check manufacturer compatibility",9.6,46500,28000]
[8578563,null,"LUXAIRE BY JOHNSON CONTROLS","HRCU-A-CB-O","DHX09CSB11S","Mini-Splits","DHX09NWB11S",10.5,9900,6100]
[8578571,null,"LUXAIRE BY JOHNSON CONTROLS","HRCU-A-CB-O","DHX09CSB21S","Mini-Splits","DHX09NWB21S",10.5,11000,6800]
[8578567,null,"LUXAIRE BY JOHNSON CONTROLS","HRCU-A-CB-O","DHX12CSB11S","Mini-Splits","DHX12NWB11S",10.199999999999999,12200,6800]
[8578575,null,"LUXAIRE BY JOHNSON CONTROLS","HRCU-A-CB-O","DHX12CSB21S","Mini-Splits","DHX12NWB21S",11,13000,7100]
[8578579,null,"LUXAIRE BY JOHNSON CONTROLS","HRCU-A-CB-O","DHX18CSB21S","Mini-Splits","DHX18NWB21S",10.5,19800,12400]
[8578583,null,"LUXAIRE BY JOHNSON CONTROLS","HRCU-A-CB-O","DHX24CSB21S","Mini-Splits","DHX24NWB21S",10,23000,14600]
[8578515,null,"LUXAIRE BY JOHNSON CONTROLS","HRCU-A-CB-O","DHY09CSB21S","Mini-Splits","DHY09NWB21S",10,9800,5800]
[8578519,null,"LUXAIRE BY JOHNSON CONTROLS","HRCU-A-CB-O","DHY12CSB21S","Mini-Splits","DHY12NWB21S",10,13000,8000]
[8578523,null,"LUXAIRE BY JOHNSON CONTROLS","HRCU-A-CB-O","DHY18CSB21S","Mini-Splits","DHY18NWB21S",10,19000,12100]
[8578527,null,"LUXAIRE BY JOHNSON CONTROLS","HRCU-A-CB-O","DHY24CSB21S","Mini-Splits","DHY24NWB21S",10,25000,15300]
[8578587,null,"LUXAIRE BY JOHNSON CONTROLS","HRCU-A-CB-O","DHZ09CSB21S","Mini-Splits","DHZ09NWB21S",10.5,9000,5500]
[8578591,null,"LUXAIRE BY JOHNSON CONTROLS","HRCU-A-CB-O","DHZ12CSB21S","Mini-Splits","DHZ12NWB21S",10.5,13000,8500]
[8578595,null,"LUXAIRE BY JOHNSON CONTROLS","HRCU-A-CB-O","DHZ18CSB21S","Mini-Splits","DHZ18NWB21S",10.5,19000,12700]
[7151511,null,"LXG","HRCU-A-CB-O","LI009HO-270P432","Mini-Splits","LI009HI-270P432",10,9800,5800]
[7151512,null,"LXG","HRCU-A-CB-O","LI012HO-270P432","Mini-Splits","LI012HI-270P432",10,13000,8000]
[7151513,null,"LXG","HRCU-A-CB-O","LI018HO-270P432","Mini-Splits","LI018HI-270P432",9.8000000000000007,19000,12000]
[202325429,null,"LXG","HRCU-A-CB-O","LI024HO - 270P432","Mini-Splits","LI024HI - 270P432",10,25000,15300]
[10277944,null,"MAESTRO","HRCU-A-CB-O","MA-12CA22EXT","Mini-Splits","MA-12CA22INT",10.8,13000,7500]
[205138206,null,"MAESTRO","HRCU-A-CB-O","MA-12CA22EXT","Mini-Splits","MA-12CA22INT",10.8,13000,7500]
[205138202,null,"MAESTRO","HRCU-A-CB-O","MA-12CA22SEXT","Mini-Splits","MA-12CA22SINT",10.5,13000,7500]
[10277946,null,"MAESTRO","HRCU-A-CB-O","MA-18CA22EXT","Mini-Splits","MA-18CA22INT",11.6,19000,11600]
[205138207,null,"MAESTRO","HRCU-A-CB-O","MA-18CA22EXT","Mini-Splits","MA-18CA22INT",11.6,19000,11600]
[205138203,null,"MAESTRO","HRCU-A-CB-O","MA-18CA22SEXT","Mini-Splits","MA-18CA22SINT",11.6,19000,11600]
[200059052,9033418,"MAMMOTH","HMSV-A-CB","V5BV-36WMAK","Ducted Indoor Units","Multiple combinations, check manufacturer compatibility",9,42000,25200]
[200059049,9033417,"MAMMOTH","HMSV-A-CB","V5BV-36WMAK","Non-Ducted Indoor Units","Multiple combinations, check manufacturer compatibility",9,41500,24000]
[202515331,null,"MAMMOTH","HMSV-A-CB-O","V5BV-36WSBK","Non-Ducted Indoor Units","Multiple combinations, check manufacturer compatibility",11.7,45000,29400]
[202515337,null,"MAMMOTH","HMSV-A-CB","V5BV-36WSBK","Ducted Indoor Units","Multiple combinations, check manufacturer compatibility",10.3,45000,29400]
[202515339,null,"MAMMOTH","HMSV-A-CB","V5BV-36WSBK","Mixed Ducted and Non-Ducted Indoor Units","Multiple combinations, check manufacturer compatibility",11,45000,29400]
[200059055,9033419,"MAMMOTH","HMSV-A-CB","V5BV-48WMAK","Non-Ducted Indoor Units","Multiple combinations, check manufacturer compatibility",9,52500,31600]
[200059058,9033420,"MAMMOTH","HMSV-A-CB","V5BV-48WMAK","Ducted Indoor Units","Multiple combinations, check manufacturer compatibility",9,52500,32000]
[202515333,null,"MAMMOTH","HMSV-A-CB","V5BV-48WSBK","Non-Ducted Indoor Units","Multiple combinations, check manufacturer compatibility",11,54000,38000]
[202515335,null,"MAMMOTH","HMSV-A-CB","V5BV-48WSBK","Ducted Indoor Units","Multiple combinations, check manufacturer compatibility",10.199999999999999,54000,38000]
[202515341,null,"MAMMOTH","HMSV-A-CB","V5BV-48WSBK","Mixed Ducted and Non-Ducted Indoor Units","Multiple combinations, check manufacturer compatibility",10.6,54000,38000]
[10277955,null,"MANUFLOW","HRCU-A-CB-O","AS-09UR1SVDDJ00(O)","Mini-Splits","AS-09UR1SVDDJ00(I)",10.5,10000,5000]
[10277941,null,"MANUFLOW","HRCU-A-CB-O","AS-09UR3SVDDJ(O)","Mini-Splits","AS-09UR3SVDDJ(I)",9.1,10000,4500]
[10277942,null,"MANUFLOW","HRCU-A-CB-O","AS-09UR3SVEDJ(O)","Mini-Splits","AS-09UR3SVEDJ(I)",10.5,9500,5000]
[10277956,null,"MANUFLOW","HRCU-A-CB-O","AS-09UR3SXEDJ(O)","Mini-Splits","AS-09UR3SXEDJ(I)",12.5,10500,6500]
[202021897,null,"MANUFLOW","HRCU-A-CB-O","AS-09UW1SVDDJ(O)","Mini-Splits","AS-09UW1SVDDJ(I)",10.5,10000,5000]
[202021893,null,"MANUFLOW","HRCU-A-CB-O","AS-09UW3SVDDJ(O)","Mini-Splits","AS-09UW3SVDDJ(I)",9.1,10000,4500]
[202021912,null,"MANUFLOW","HRCU-A-CB-O","AS-09UW3SVEDJ(O)","Mini-Splits","AS-09UW3SVEDJ(I)",10.5,9500,5000]
[202021915,null,"MANUFLOW","HRCU-A-CB-O","AS-09UW3SXEDJ(O)","Mini-Splits","AS-09UW3SXEDJ(I)",12.5,10500,6500]
[10277954,null,"MANUFLOW","HRCU-A-CB-O","AS-12UR1SVEDJ00(O)","Mini-Splits","AS-12UR1SVEDJ00(I)",9.35,13200,7200]
[10277939,null,"MANUFLOW","HRCU-A-CB-O","AS-12UR3SVEDJ(O)","Mini-Splits","AS-12UR3SVEDJ(I)",9,13000,7500]
[10277957,null,"MANUFLOW","HRCU-A-CB-O","AS-12UR3SXADJ(O)","Mini-Splits","AS-12UR3SXADJ(I)",12,13000,8000]
[10277943,null,"MANUFLOW","HRCU-A-CB-O","AS-12UR3SXEDJ(O)","Mini-Splits","AS-12UR3SXEDJ(I)",10.8,13000,7500]
[202021898,null,"MANUFLOW","HRCU-A-CB-O","AS-12UW1SVEDJ","Mini-Splits","AS-12UW1SVEDJ(I)",9.35,13200,7200]
[202021906,null,"MANUFLOW","HRCU-A-CB-O","AS-12UW3SVEDJ(O)","Mini-Splits","AS-12UW3SVEDJ(I)",9,13000,7500]
[202021916,null,"MANUFLOW","HRCU-A-CB-O","AS-12UW3SXADJ(O)","Mini-Splits","AS-12UW3SXADJ(I)",12,13000,8000]
[202021913,null,"MANUFLOW","HRCU-A-CB-O","AS-12UW3SXEDJ(O)","Mini-Splits","AS-12UW3SXEDJ(I)",10.8,13000,7500]
[10277945,null,"MANUFLOW","HRCU-A-CB-O","AS-18UR3SBBDJ(O)","Mini-Splits","AS-18UR3SBBDJ(I)",11.6,19000,11600]
[10277948,null,"MANUFLOW","HRCU-A-CB-O","AS-18UR3SXADJ(O)","Mini-Splits","AS-18UR3SXADJ(I)",10.1,20000,11600]
[202021914,null,"MANUFLOW","HRCU-A-CB-O","AS-18UW3SBBDJ(O)","Mini-Splits","AS-18UW3SBBDJ(I)",11.6,19000,11600]
[202021894,null,"MANUFLOW","HRCU-A-CB-O","AS-18UW3SXADJ(O)","Mini-Splits","AS-18UW3SXADJ(I)",10.1,20000,11600]
[10277950,null,"MANUFLOW","HRCU-A-CB-O","AS-24UR3SBBDJ(O)","Mini-Splits","AS-24UR3SBBDJ(I)",9.8000000000000007,24400,13000]
[10277951,null,"MANUFLOW","HRCU-A-CB-O","AS-24UR3SDBDJ(O)","Mini-Splits","AS-24UR3SDBDJ(I)",10.5,24200,15400]
[202021895,null,"MANUFLOW","HRCU-A-CB-O","AS-24UW3SBBDJ(O)","Mini-Splits","AS-24UW3SBBDJ(I)",9.8000000000000007,24400,13000]
[202021896,null,"MANUFLOW","HRCU-A-CB-O","AS-24UW3SDBDJ(O)","Mini-Splits","AS-24UW3SDBDJ(I)",10.5,24200,15400]
[10277952,null,"MANUFLOW","HRCU-A-CB-O","AS-30UR3SDKVT(O)","Mini-Splits","AS-30UR3SDKVT(I)",12.3,31000,16000]
[202021907,null,"MANUFLOW","HRCU-A-CB-O","AS-30UW3SDKVT(O)","Mini-Splits","AS-30UW3SDKVT(I)",12.3,31000,16000]
[10277953,null,"MANUFLOW","HRCU-A-CB-O","AS-36UR3SDKVT(O)","Mini-Splits","AS-36UR3SDKVT(I)",9.6,33400,17500]
[202021899,null,"MANUFLOW","HRCU-A-CB-O","AS-36UW3SDKVT(O)","Mini-Splits","AS-36UW3SDKVT(I)",9.6,33400,17500]
[203742098,null,"MANUFLOW","HRCU-A-CB-O","AST-09UW3SVGDJ01(I)","Mini-Splits","AST-09UW3SVGDJ01(O)",10.7,9500,5000]
[203446796,null,"MANUFLOW","HRCU-A-CB-O","AST-09UW3SVGDJ01(O)","Mini-Splits","AST-09UW3SVGDJ01(I)",10.5,13000,7500]
[203446805,null,"MANUFLOW","HRCU-A-CB-O","AST-12UW3SXEDJ01(O)","Mini-Splits","AST-12UW3SXEDJ01(I)",10.5,13000,7500]
[203446797,null,"MANUFLOW","HRCU-A-CB-O","AST-18UW3SBBDJ00(O)","Mini-Splits","AST-18UW3SBBDJ00(I)",11.6,19000,11600]
[203446798,null,"MANUFLOW","HRCU-A-CB-O","AST-24UW3SDBDJ01(O)","Mini-Splits","AST-24UW3SDBDJ01(I)",10.5,26000,14500]
[8950348,null,"MANUFLOW","HMSV-A-CB","M20F-18HFN1-M","Non-Ducted Indoor Units","Multiple combinations, check manufacturer compatibility",10.3,19000,12000]
[8950349,null,"MANUFLOW","HMSV-A-CB","M3OF-27HFN1-M","Non-Ducted Indoor Units","Multiple combinations, check manufacturer compatibility",10.3,28000,17200]
[10203168,null,"MAXI AIR","HRCU-A-CB-O","PLAT5-0917(O)","Mini-Splits","PLAT5-0917(I)",10.5,9800,5900]
[10203170,null,"MAXI AIR","HRCU-A-CB-O","PLAT5-0917-B(O)","Mini-Splits","PLAT5-0917-B(I)",10.5,9800,6400]
[10203169,null,"MAXI AIR","HRCU-A-CB-O","PLAT5-1217(O)","Mini-Splits","PLAT5-1217(I)",11.2,12000,7100]
[10203171,null,"MAXI AIR","HRCU-A-CB-O","PLAT5-1217-B(O)","Mini-Splits","PLAT5-1217-B(I)",9.8000000000000007,12000,7200]
[10203172,null,"MAXI AIR","HRCU-A-CB-O","PLAT5-1817(O)","Mini-Splits","PLAT5-1817(I)",10,18000,10400]
[10203173,null,"MAXI AIR","HRCU-A-CB-O","PLAT5-2417(O)","Mini-Splits","PLAT5-2417(I)",10,25000,15300]
[203238008,null,"MAXI AIR","HRCU-A-CB-O","YS21F-09HRDN1","Mini-Splits","YS21F-09HRDN1",10.5,9800,6400]
[203238009,null,"MAXI AIR","HRCU-A-CB-O","YS21F-12HRDN1","Mini-Splits","YS21F-12HRDN1",9.8000000000000007,12000,7200]
[203238010,null,"MAXI AIR","HRCU-A-CB-O","YS21F-18HRDN1","Mini-Splits","YS21F-18HRDN1",10,18000,10400]
[203238011,null,"MAXI AIR","HRCU-A-CB-O","YS21F-24HRDN1","Mini-Splits","YS21F-24HRDN1",10,25000,15300]
[204012249,null,"MAX-R","HMSV-A-CB","MAX-R(MZ)18K30","Non-Ducted Indoor Units","Multiple combinations, check manufacturer compatibility",9.8000000000000007,20000,12600]
[204012250,null,"MAX-R","HMSV-A-CB","MAX-R(MZ)27K30","Non-Ducted Indoor Units","Multiple combinations, check manufacturer compatibility",10.4,31400,18000]
[204012251,null,"MAX-R","HMSV-A-CB","MAX-R(MZ)36K30","Non-Ducted Indoor Units","Multiple combinations, check manufacturer compatibility",10.5,36000,23200]
[204012246,null,"MAX-R","HRCU-A-CB-O","MAX-R/12K20-OUT(120V)","Mini-Splits","MAX-R/12K20-INT(120V)",9.5,12000,7500]
[204012247,null,"MAX-R","HRCU-A-CB-O","MAX-R/12K20-OUT(240V)","Mini-Splits","MAX-R/12K20-INT(240V)",9.5,12000,6800]
[204012244,null,"MAX-R","HRCU-A-CB-O","MAX-R/12K30-OUT","Mini-Splits","MAX-R/12K30-INT",12,12000,7800]
[204012248,null,"MAX-R","HRCU-A-CB-O","MAX-R/18K20-OUT","Mini-Splits","MAX-R/18K20-INT",10,18000,11000]
[204012245,null,"MAX-R","HRCU-A-CB-O","MAX-R/18K30-OUT","Mini-Splits","MAX-R/18K30-INT",10.3,18000,10800]
[204012243,null,"MAX-R","HRCU-A-CB-O","MAX-R/9K30-OUT","Mini-Splits","MAX-R/9K30-INT",11.2,10900,6900]
[8954296,null,"MAYTAG","HRCU-A-CB-O","PCHPDA(LA)-30K4A","Mini-Splits","PIHPDA(LA)-30KW4A",9.6,30000,19000]
[8954298,null,"MAYTAG","HRCU-A-CB-O","PCHPDA(LA)-36K4A","Mini-Splits","PIHPDA(LA)-36KW4A",10,36000,21400]
[8234357,null,"MCQUAY","HRCU-A-CB-O","MGIS-164009-HCU216A","Mini-Splits","MGIS-164009-HWF216A",9,9500,5600]
[8234358,null,"MCQUAY","HRCU-A-CB-O","MGIS-164012-HCU216A","Mini-Splits","MGIS-164012-HWF216A",9,13000,7700]
[8234364,null,"MCQUAY","HRCU-A-CB-O","MGIS-164018-HCU216A","Mini-Splits","MGIS-164018-HWF216A",9,19000,12000]
[8234369,null,"MCQUAY","HRCU-A-CB-O","MGIS-164024-HCU216A","Mini-Splits","MGIS-164024-HWF216A",9,23000,13500]
[10276431,null,"MCQUAY","HRCU-A-CB-O","MQIS-184009-HCU116A","Mini-Splits","MQIS-184009-HWF116A",9,9500,5400]
[10276435,null,"MCQUAY","HRCU-A-CB-O","MQIS-184009-HCU216A","Mini-Splits","MQIS-184009-HWF216A",9,9500,5800]
[10276433,null,"MCQUAY","HRCU-A-CB-O","MQIS-184012-HCU116A","Mini-Splits","MQIS-184012-HWF116A",9,13000,7500]
[10276437,null,"MCQUAY","HRCU-A-CB-O","MQIS-184012-HCU216A","Mini-Splits","MQIS-184012-HWF216A",9,13000,7500]
[10276439,null,"MCQUAY","HRCU-A-CB-O","MQIS-184018-HCU216A","Mini-Splits","MQIS-184018-HWF216A",9,19800,11300]
[10276441,null,"MCQUAY","HRCU-A-CB-O","MQIS-184024-HCU216A","Mini-Splits","MQIS-184024-HWF216A",10,24000,16000]
[8560836,null,"MCQUAY","HRCU-A-CB-O","MQIS-184030-HCU216A","Mini-Splits","MQIS-184030-HWF216A",9,28400,19200]
[205465198,null,"MCQUAY","HRCU-A-CB-O","MQIS-184030-HCU216B","Mini-Splits","MQIS-184030-HWF216B",9,30000,16000]
[10347139,null,"MCQUAY","HRCU-A-CB-O","MQIS-184036-HCU216A","Mini-Splits","MQIS-184036-HWF216A",9,34600,20200]
[205465199,null,"MCQUAY","HRCU-A-CB-O","MQIS-184036-HCU216B","Mini-Splits","MQIS-184036-HWF216B",9,30000,16000]
[8234353,null,"MCQUAY","HRCU-A-CB-O","MQIS-274009-HCU216A","Mini-Splits","MQIS-274009-HWF216A",10,9800,5800]
[8234354,null,"MCQUAY","HRCU-A-CB-O","MQIS-274012-HCU216A","Mini-Splits","MQIS-274012-HWF216A",10,13000,8000]
[8234355,null,"MCQUAY","HRCU-A-CB-O","MQIS-274018-HCU216A","Mini-Splits","MQIS-274018-HWF216A",9.8000000000000007,19000,12000]
[10530318,null,"MCQUAY","HRCU-A-CB-O","MQIS-274024-HCU216A","Mini-Splits","MQIS-274024-HWF216A",10,25000,15300]
[205013187,null,"MCQUAY","HRCU-A-CB","MQIU-164018-HCU216P","Mini-Splits","MQFC-164018-CHF216P",9.5,18800,10900]
[205013189,null,"MCQUAY","HRCU-A-CB-O","MQIU-164018-HCU216P","Mini-Splits","MQS-164018-CCK216P",9,18400,9900]
[205013188,null,"MCQUAY","HRCU-A-CB-O","MQIU-164018-HCU216P","Mini-Splits","MQS-164018-CFC216P",9.5,19100,10900]
[205013186,null,"MCQUAY","HRCU-A-CB","MQIU-164024-HCU216P","Mini-Splits","MQFC-164024-CHF216P",10,27200,16700]
[205013184,null,"MCQUAY","HRCU-A-CB-O","MQIU-164024-HCU216P","Mini-Splits","MQS-164024-CCK216P",10,27200,15700]
[205013185,null,"MCQUAY","HRCU-A-CB-O","MQIU-164024-HCU216P","Mini-Splits","MQS-164024-CFC216P",10,27200,15700]
[205013183,null,"MCQUAY","HRCU-A-CB","MQIU-164036-HCU216P","Mini-Splits","MQFC-164036-CHF216P",9,41000,24600]
[205013182,null,"MCQUAY","HRCU-A-CB-O","MQIU-164036-HCU216P","Mini-Splits","MQS-164036-CCK216P",9,41000,23400]
[205013181,null,"MCQUAY","HRCU-A-CB-O","MQIU-164036-HCU216P","Mini-Splits","MQS-164036-CFC216P",9,41000,23400]
[205013180,null,"MCQUAY","HRCU-A-CB","MQIU-164048-HCU216P","Mini-Splits","MQFC-164048-CHF216P",9,54500,30600]
[205013179,null,"MCQUAY","HRCU-A-CB-O","MQIU-164048-HCU216P","Mini-Splits","MQS-164048-CCK216P",9,54500,27600]
[205013178,null,"MCQUAY","HRCU-A-CB-O","MQIU-164048-HCU216P","Mini-Splits","MQS-164048-CFC216P",9,54500,28600]
[201763899,null,"MDV","HMSV-A-CB","M2OF-18HFN1-M","Ducted Indoor Units","Multiple combinations, check manufacturer compatibility",10,18500,11500]
[8856675,null,"MDV","HMSV-A-CB","M2OF-18HFN1-M","Non-Ducted Indoor Units","Multiple combinations, check manufacturer compatibility",10.3,19000,12000,"Yes"]
[9857534,null,"MDV","HMSV-A-CB","M2OF-18HFN1-M","Mixed Ducted and Non-Ducted Indoor Units","Multiple combinations, check manufacturer compatibility",9.9,18600,11600]
[200059305,10567796,"MDV","HMSV-A-CB","M2OF-18HFN1-M*","Ducted Indoor Units","Multiple combinations, check manufacturer compatibility",10,18500,11500]
[200059307,10567797,"MDV","HMSV-A-CB","M2OF-18HFN1-M*","Mixed Ducted and Non-Ducted Indoor Units","Multiple combinations, check manufacturer compatibility",10,18200,11600]
[8977684,null,"MDV","HMSV-A-CB","M2OF-18HFN1-M*","Non-Ducted Indoor Units","Multiple combinations, check manufacturer compatibility",10,18000,11800]
[8858348,null,"MDV","HMSV-A-CB","M2OF-18HFN1-M**","Non-Ducted Indoor Units","Multiple combinations, check manufacturer compatibility",9.6999999999999993,18000,11600]
[201771980,null,"MDV","HMSV-A-CB","M2OF-18HFN1-M**","Mixed Ducted and Non-Ducted Indoor Units","Multiple combinations, check manufacturer compatibility",9.85,18200,11550]
[201763900,null,"MDV","HMSV-A-CB","M2OF-18HFN1-M**","Ducted Indoor Units","Multiple combinations, check manufacturer compatibility",10,18500,11500]
[201763901,null,"MDV","HMSV-A-CB","M2OF-18HFN1-M***","Ducted Indoor Units","Multiple combinations, check manufacturer compatibility",10,18500,11500]
[9963101,null,"MDV","HMSV-A-CB","M2OF-18HFN1-M***","Non-Ducted Indoor Units","Multiple combinations, check manufacturer compatibility",9.6,18000,11200]
[201763902,null,"MDV","HMSV-A-CB","M2OF-18HFN1-M****","Ducted Indoor Units","Multiple combinations, check manufacturer compatibility",10,18500,11500]
[204713920,null,"MDV","HMSV-A-CB","M2OF-18HFN1-MCA","Non-Ducted Indoor Units","Multiple combinations, check manufacturer compatibility",10.3,19000,12000]
[204713922,null,"MDV","HMSV-A-CB","M2OF-18HFN1-MCA","Ducted Indoor Units","Multiple combinations, check manufacturer compatibility",10,18500,11500]
[204717557,null,"MDV","HMSV-A-CB","M2OF-18HFN1-MCA","Mixed Ducted and Non-Ducted Indoor Units","Multiple combinations, check manufacturer compatibility",10.15,18700,11700]
[201810025,null,"MDV","HMSV-A-CB","M2OH-18HFN1-M","Ducted Indoor Units","Multiple combinations, check manufacturer compatibility",9.8000000000000007,19000,12600]
[202111720,null,"MDV","HMSV-A-CB","M2OH-18HFN1-M","Mixed Ducted and Non-Ducted Indoor Units","Multiple combinations, check manufacturer compatibility",9.4,19000,12300]
[8994411,null,"MDV","HMSV-A-CB","M2OH-18HFN1-M","Non-Ducted Indoor Units","Multiple combinations, check manufacturer compatibility",9.8000000000000007,20000,12600]
[8856676,null,"MDV","HMSV-A-CB","M3OF-27HFN1-M","Non-Ducted Indoor Units","Multiple combinations, check manufacturer compatibility",10.3,28000,17200,"Yes"]
[201763909,null,"MDV","HMSV-A-CB","M3OF-27HFN1-M","Ducted Indoor Units","Multiple combinations, check manufacturer compatibility",10,28000,17600]
[200059301,10567792,"MDV","HMSV-A-CB","M3OF-27HFN1-M","Mixed Ducted and Non-Ducted Indoor Units","Multiple combinations, check manufacturer compatibility",9.77,27600,17000]
[8993536,null,"MDV","HMSV-A-CB","M3OF-27HFN1-M*","Specific","MSABB-09HRFN1-MT0WMSABB-09HRFN1-MT0WMSABB-09HRFN1-MT0W",9.8000000000000007,28000,16800]
[201763914,null,"MDV","HMSV-A-CB","M3OF-27HFN1-M*","Ducted Indoor Units","Multiple combinations, check manufacturer compatibility",10,28000,17600]
[8977685,null,"MDV","HMSV-A-CB","M3OF-27HFN1-M*","Non-Ducted Indoor Units","Multiple combinations, check manufacturer compatibility",9.8000000000000007,28000,16800]
[8858349,null,"MDV","HMSV-A-CB","M3OF-27HFN1-M**","Non-Ducted Indoor Units","Multiple combinations, check manufacturer compatibility",10.8,27000,17800,"Yes"]
[201784988,null,"MDV","HMSV-A-CB","M3OF-27HFN1-M**","Mixed Ducted and Non-Ducted Indoor Units","Multiple combinations, check manufacturer compatibility",10.4,27400,17700]
[201763915,null,"MDV","HMSV-A-CB","M3OF-27HFN1-M**","Ducted Indoor Units","Multiple combinations, check manufacturer compatibility",10,28000,17600]
[201763916,null,"MDV","HMSV-A-CB","M3OF-27HFN1-M***","Ducted Indoor Units","Multiple combinations, check manufacturer compatibility",10,28000,17600]
[9963102,null,"MDV","HMSV-A-CB","M3OF-27HFN1-M***","Non-Ducted Indoor Units","Multiple combinations, check manufacturer compatibility",9.8000000000000007,28000,16800]
[201763917,null,"MDV","HMSV-A-CB","M3OF-27HFN1-M****","Ducted Indoor Units","Multiple combinations, check manufacturer compatibility",10,24000,17600]
[204520276,null,"MDV","HMSV-A-CB","M3OF-27HFN1-M****CA","Non-Ducted Indoor Units","Multiple combinations, check manufacturer compatibility",10.3,28000,17200]
[204713925,null,"MDV","HMSV-A-CB","M3OF-27HFN1-MCA","Ducted Indoor Units","Multiple combinations, check manufacturer compatibility",10,24000,17600]
[204717560,null,"MDV","HMSV-A-CB","M3OF-27HFN1-MCA","Mixed Ducted and Non-Ducted Indoor Units","Multiple combinations, check manufacturer compatibility",10.15,24000,17400]
[204711105,null,"MDV","HMSV-A-CB","M3OF-27HFN1-MCA","Non-Ducted Indoor Units","Multiple combinations, check manufacturer compatibility",10.3,24000,17200]
[9854618,null,"MDV","HMSV-A-CB","M3OH-24HFN1-M","Non-Ducted Indoor Units","Multiple combinations, check manufacturer compatibility",10,23000,13600]
[9857535,null,"MDV","HMSV-A-CB","M3OH-24HFN1-M","Mixed Ducted and Non-Ducted Indoor Units","Multiple combinations, check manufacturer compatibility",9.4,22000,12900]
[201810023,null,"MDV","HMSV-A-CB","M3OH-27HFN1-M","Non-Ducted Indoor Units","Multiple combinations, check manufacturer compatibility",10.4,31400,18000,"Yes"]
[201810027,null,"MDV","HMSV-A-CB","M3OH-27HFN1-M","Ducted Indoor Units","Multiple combinations, check manufacturer compatibility",10,28400,16600]
[202111804,null,"MDV","HMSV-A-CB","M3OH-27HFN1-M","Mixed Ducted and Non-Ducted Indoor Units","Multiple combinations, check manufacturer compatibility",9.98,28600,17300]
[8994414,null,"MDV","HMSV-A-CB","M3OH-27HFN1-M","Non-Ducted Indoor Units","Multiple combinations, check manufacturer compatibility",10.4,28000,18000]
[9085576,null,"MDV","HMSV-A-CB","M4OF-36HFN1-M","Specific","CS11M-09HRFN1-MX0W(A)CS11M-09HRFN1-MX0W(A)CS11M-09HRFN1-MX0W(A)CS11M-09HRFN1-MX0W(A)",10.199999999999999,36000,24600]
[8856677,null,"MDV","HMSV-A-CB","M4OF-36HFN1-M","Non-Ducted Indoor Units","Multiple combinations, check manufacturer compatibility",10.199999999999999,36000,24600,"Yes"]
[201763903,null,"MDV","HMSV-A-CB","M4OF-36HFN1-M","Ducted Indoor Units","Multiple combinations, check manufacturer compatibility",10,37000,23000]
[200059303,10567793,"MDV","HMSV-A-CB","M4OF-36HFN1-M","Mixed Ducted and Non-Ducted Indoor Units","Multiple combinations, check manufacturer compatibility",9.9700000000000006,36200,23400]
[201763904,null,"MDV","HMSV-A-CB","M4OF-36HFN1-M*","Ducted Indoor Units","Multiple combinations, check manufacturer compatibility",10,37000,23000]
[8977686,null,"MDV","HMSV-A-CB","M4OF-36HFN1-M*","Non-Ducted Indoor Units","Multiple combinations, check manufacturer compatibility",10.3,36000,25400]
[8858350,null,"MDV","HMSV-A-CB","M4OF-36HFN1-M**","Non-Ducted Indoor Units","Multiple combinations, check manufacturer compatibility",10.199999999999999,36000,23600]
[201771981,null,"MDV","HMSV-A-CB","M4OF-36HFN1-M**","Mixed Ducted and Non-Ducted Indoor Units","Multiple combinations, check manufacturer compatibility",10.1,36400,23300]
[201763905,null,"MDV","HMSV-A-CB","M4OF-36HFN1-M**","Ducted Indoor Units","Multiple combinations, check manufacturer compatibility",10,37000,23000]
[201763906,null,"MDV","HMSV-A-CB","M4OF-36HFN1-M***","Ducted Indoor Units","Multiple combinations, check manufacturer compatibility",10,37000,23000]
[9963103,null,"MDV","HMSV-A-CB","M4OF-36HFN1-M***","Non-Ducted Indoor Units","Multiple combinations, check manufacturer compatibility",9.8000000000000007,36600,22200]
[201763907,null,"MDV","HMSV-A-CB","M4OF-36HFN1-M****","Ducted Indoor Units","Multiple combinations, check manufacturer compatibility",10,30000,23000]
[203451306,null,"MDV","HMSV-A-CB","M4OF-36HFN1-M*****","Non-Ducted Indoor Units","Multiple combinations, check manufacturer compatibility",10.199999999999999,36000,24600]
[204713923,null,"MDV","HMSV-A-CB","M4OF-36HFN1-MCA","Ducted Indoor Units","Multiple combinations, check manufacturer compatibility",10,30000,23000]
[204713932,null,"MDV","HMSV-A-CB","M4OF-36HFN1-MCA","Non-Ducted Indoor Units","Multiple combinations, check manufacturer compatibility",10,28000,17400]
[204717558,null,"MDV","HMSV-A-CB","M4OF-36HFN1-MCA","Mixed Ducted and Non-Ducted Indoor Units","Multiple combinations, check manufacturer compatibility",10,29000,20200]
[9854619,null,"MDV","HMSV-A-CB","M4OH-30HFN1-M","Non-Ducted Indoor Units","Multiple combinations, check manufacturer compatibility",10,28000,17400]
[9857536,null,"MDV","HMSV-A-CB","M4OH-30HFN1-M","Mixed Ducted and Non-Ducted Indoor Units","Multiple combinations, check manufacturer compatibility",9.5,28000,17300]
[201810029,null,"MDV","HMSV-A-CB","M4OH-36HFN1-M","Ducted Indoor Units","Multiple combinations, check manufacturer compatibility",11,37000,24600,"Yes"]
[9857537,null,"MDV","HMSV-A-CB","M4OH-36HFN1-M","Mixed Ducted and Non-Ducted Indoor Units","Multiple combinations, check manufacturer compatibility",10.23,36200,24000]
[8994415,null,"MDV","HMSV-A-CB","M4OH-36HFN1-M","Non-Ducted Indoor Units","Multiple combinations, check manufacturer compatibility",10.5,36000,23200,"Yes"]
[204713926,null,"MDV","HMSV-A-CB","M4OH-36HFN1-MCA","Ducted Indoor Units","Multiple combinations, check manufacturer compatibility",11,37000,24600]
[204713933,null,"MDV","HMSV-A-CB","M4OH-36HFN1-MCA","Non-Ducted Indoor Units","Multiple combinations, check manufacturer compatibility",10.5,36000,23200]
[204717561,null,"MDV","HMSV-A-CB","M4OH-36HFN1-MCA","Mixed Ducted and Non-Ducted Indoor Units","Multiple combinations, check manufacturer compatibility",10.75,36400,23800]
[201763908,null,"MDV","HMSV-A-CB","M5OF-48HFN1-M","Ducted Indoor Units","Multiple combinations, check manufacturer compatibility",11.5,50000,34000]
[9857538,null,"MDV","HMSV-A-CB","M5OF-48HFN1-M","Mixed Ducted and Non-Ducted Indoor Units","Multiple combinations, check manufacturer compatibility",10.6,49000,32200]
[8967208,null,"MDV","HMSV-A-CB","M5OF-48HFN1-M","Non-Ducted Indoor Units","Multiple combinations, check manufacturer compatibility",10.199999999999999,48000,29600,"Yes"]
[201763910,null,"MDV","HMSV-A-CB","M5OF-48HFN1-M*","Ducted Indoor Units","Multiple combinations, check manufacturer compatibility",11.5,50000,34000]
[8977687,null,"MDV","HMSV-A-CB","M5OF-48HFN1-M*","Non-Ducted Indoor Units","Multiple combinations, check manufacturer compatibility",10.4,48000,30800]
[201771982,null,"MDV","HMSV-A-CB","M5OF-48HFN1-M**","Mixed Ducted and Non-Ducted Indoor Units","Multiple combinations, check manufacturer compatibility",10.85,49000,32200]
[201763911,null,"MDV","HMSV-A-CB","M5OF-48HFN1-M**","Ducted Indoor Units","Multiple combinations, check manufacturer compatibility",11.5,50000,34000]
[8860222,null,"MDV","HMSV-A-CB","M5OF-48HFN1-M**","Non-Ducted Indoor Units","Multiple combinations, check manufacturer compatibility",10.199999999999999,48000,30400]
[201763912,null,"MDV","HMSV-A-CB","M5OF-48HFN1-M***","Ducted Indoor Units","Multiple combinations, check manufacturer compatibility",11.5,50000,34000]
[9963104,null,"MDV","HMSV-A-CB","M5OF-48HFN1-M***","Non-Ducted Indoor Units","Multiple combinations, check manufacturer compatibility",10,48000,30600]
[201763913,null,"MDV","HMSV-A-CB","M5OF-48HFN1-M****","Ducted Indoor Units","Multiple combinations, check manufacturer compatibility",11.5,50000,34000]
[204713921,null,"MDV","HMSV-A-CB","M5OF-48HFN1-MCA","Non-Ducted Indoor Units","Multiple combinations, check manufacturer compatibility",10.199999999999999,48000,29600]
[204713924,null,"MDV","HMSV-A-CB","M5OF-48HFN1-MCA","Ducted Indoor Units","Multiple combinations, check manufacturer compatibility",11.5,50000,34000]
[204717559,null,"MDV","HMSV-A-CB","M5OF-48HFN1-MCA","Mixed Ducted and Non-Ducted Indoor Units","Multiple combinations, check manufacturer compatibility",10.85,49000,31800]
[205306855,null,"MDV","HMSV-A-CB","M5OG-48HFN1-M-[X]","Ducted Indoor Units","Multiple combinations, check manufacturer compatibility",10.5,50000,28000]
[205306856,null,"MDV","HMSV-A-CB","M5OG-48HFN1-M-[X]","Non-Ducted Indoor Units","Multiple combinations, check manufacturer compatibility",10.3,49000,30000]
[205306859,null,"MDV","HMSV-A-CB","M5OG-48HFN1-M-[X]","Mixed Ducted and Non-Ducted Indoor Units","Multiple combinations, check manufacturer compatibility",10.4,49500,29000]
[9857570,null,"MDV","HRCU-A-CB-O","MCA30-17HFN1-MW0W","Mini-Splits","MS11M-17HRFN1-MW0W",11,17000,10800]
[8813715,null,"MDV","HRCU-A-CB-O","MOB01-09HFN1-MW0W","Mini-Splits","CCA3U-09HRFN1-M(C)",10.199999999999999,10000,6700]
[8813716,null,"MDV","HRCU-A-CB-O","MOB01-09HFN1-MW0W","Mini-Splits","CFAU-09HRFN1-M(C)",10,10000,6600]
[8779183,null,"MDV","HRCU-A-CB-O","MOB01-09HFN1-MW0W","Mini-Splits","MSMBB-09HRFN1-MW0W",10.5,12000,7500]
[200059321,10596652,"MDV","HRCU-A-CB","MOB01-09HFN1-MW0W","Mini-Splits","MTIU-09HWFN1-M",11.5,10000,6800]
[8779182,null,"MDV","HRCU-A-CB-O","MOB01-12HFN1-BT0W","Mini-Splits","MSMBB-12HRFN1-BT0W",11,11800,7100,"Yes"]
[8813719,null,"MDV","HRCU-A-CB-O","MOB01-12HFN1-MV0W","Mini-Splits","CCA3U-12HRFN1-M(C)",10.199999999999999,12000,8200]
[8813720,null,"MDV","HRCU-A-CB-O","MOB01-12HFN1-MV0W","Mini-Splits","CFAU-12HRFN1-M(C)",10.5,12000,9600]
[8779184,null,"MDV","HRCU-A-CB-O","MOB01-12HFN1-MV0W","Mini-Splits","MSMBB-12HRFN1-MU0W",11,12000,7600]
[200059323,10596653,"MDV","HRCU-A-CB","MOB01-12HFN1-MV0W","Mini-Splits","MTIU-12HWFN1-M",11,12500,8100]
[10028979,null,"MDV","HRCU-A-CB-O","MOB01-18HFN1-MP0W","Mini-Splits","MSMAC-18HRDN1-MP0W",10,18000,11200]
[202160451,null,"MDV","HRCU-A-CB-O","MOB30-09HFN1-BV0W","Mini-Splits","MS11M-09HRFN1-BV0W",11.5,11000,6000,"Yes"]
[8738630,null,"MDV","HRCU-A-CB-O","MOB30-09HFN1-BW0W","Mini-Splits","MS11M-09HRFN1-BW0W",11.2,11000,6500]
[202147804,null,"MDV","HRCU-A-CB-O","MOB30-09HFN1-BX0W","Mini-Splits","MSABB-09HRFN1-BX0W",10.5,10000,5800,"Yes"]
[8735962,null,"MDV","HRCU-A-CB-O","MOB30-09HFN1-MX0W","Mini-Splits","CCA3U-09HRFN1-M(C)",10.8,10000,6700]
[8735963,null,"MDV","HRCU-A-CB-O","MOB30-09HFN1-MX0W","Mini-Splits","CFAU-09HRFN1-M(C)",11.6,10000,6600]
[8704431,null,"MDV","HRCU-A-CB-O","MOB30-09HFN1-MX0W","Mini-Splits","CS11M-09HRFN1-MX0W(A)",11.2,10900,6900,"Yes"]
[200059289,10517578,"MDV","HRCU-A-CB","MOB30-09HFN1-MX0W","Mini-Splits","MTIU-09HWFN1-M",12,10000,7200,"Yes"]
[202576818,null,"MDV","HRCU-A-CB-O","MOB30-12HFN1-BS0W","Mini-Splits","MSABB-12HRFN1-BS0W",9.5,12000,7500]
[204711116,null,"MDV","HRCU-A-CB-O","MOB30-12HFN1-BT0Q1W","Mini-Splits","MSABB-12HRFN1-MT0Q1W",10,12000,7200]
[8687736,null,"MDV","HRCU-A-CB-O","MOB30-12HFN1-BT0W","Mini-Splits","MSABB-12HRFN1-BT0W",11.2,12000,7100,"Yes"]
[8989583,null,"MDV","HRCU-A-CB-O","MOB30-12HFN1-BT0W","Mini-Splits","MSAEB-12HRFN1-BT0W",10,12000,7500]
[8738631,null,"MDV","HRCU-A-CB-O","MOB30-12HFN1-BV0W","Mini-Splits","MS11M-12HRFN1-BV0W",10.199999999999999,12000,7600,"Yes"]
[202576819,null,"MDV","HRCU-A-CB-O","MOB30-12HFN1-MS0W","Mini-Splits","MSABB-12HRFN1-MS0W",9.5,12000,6800]
[8739928,null,"MDV","HRCU-A-CB-O","MOB30-12HFN1-MT0W","Mini-Splits","CCA3U-12HRFN1-M(C)",10.5,12000,7500,"Yes"]
[8739929,null,"MDV","HRCU-A-CB-O","MOB30-12HFN1-MT0W","Mini-Splits","CFAU-12HRFN1-M(C)",10,12000,7200,"Yes"]
[9101402,null,"MDV","HRCU-A-CB-O","MOB30-12HFN1-MT0W","Mini-Splits","CS11M-12HRFN1-MU5W",11,12000,7700,"Yes"]
[8687735,null,"MDV","HRCU-A-CB-O","MOB30-12HFN1-MT0W","Mini-Splits","MSABB-12HRFN1-MT0W",9.8000000000000007,12000,7200]
[8989584,null,"MDV","HRCU-A-CB-O","MOB30-12HFN1-MT0W","Mini-Splits","MSAEB-12HRFN1-MT0W",9.6,12000,7100]
[200059295,10517581,"MDV","HRCU-A-CB","MOB30-12HFN1-MT0W","Mini-Splits","MTIU-12HWFN1-M",11.5,12000,7200]
[8740664,null,"MDV","HRCU-A-CB-O","MOB30-12HFN1-MV0W","Mini-Splits","CCA3U-12HRFN1-M(C)",10.6,12000,8700,"Yes"]
[8740665,null,"MDV","HRCU-A-CB-O","MOB30-12HFN1-MV0W","Mini-Splits","CFAU-12HRFN1-M(C)",10.5,12000,9600]
[8704432,null,"MDV","HRCU-A-CB-O","MOB30-12HFN1-MV0W","Mini-Splits","CS11M-12HRFN1-MU5W",12,12000,7800,"Yes"]
[200059293,10517580,"MDV","HRCU-A-CB","MOB30-12HFN1-MV0W","Mini-Splits","MTIU-12HWFN1-M",11,12000,8500,"Yes"]
[10029034,null,"MDV","HRCU-A-CB","MOB30-12HFN1-MV0W*","Mini-Splits","FPMBNU018T00",10,12000,8800]
[10029035,null,"MDV","HRCU-A-CB","MOB30-12HFN1-MV0W**","Mini-Splits","FFMANP019T00",10,12000,7400]
[8735949,null,"MDV","HRCU-A-CB-O","MOB30-18HDN1-MQ0W","Mini-Splits","MSABD-18HRFN1-MQ0W",9.8000000000000007,18000,12200]
[8994019,null,"MDV","HRCU-A-CB-O","MOB30-18HDN1-MQ0W","Mini-Splits","MSAEC-18HRDN1-MP0W",9,18000,11500]
[9000603,null,"MDV","HRCU-A-CB-O","MOB30-18HDN1-MQ0W","Mini-Splits","MSAFC-17HRDN1-MN10W",9.8000000000000007,18000,12200]
[201756530,null,"MDV","HRCU-A-CB-O","MOB30-18HFN1-MP0W","Mini-Splits","CMSAEC-18HRDN1-MP0W",10.1,18000,11400]
[200059317,10596650,"MDV","HRCU-A-CB-O","MOB30-18HFN1-MP0W","Mini-Splits","MSAEC-18HRDN1-MP0W",10.6,18000,11400,"Yes"]
[202576820,null,"MDV","HRCU-A-CB-O","MOB30-18HFN1-MS0W","Mini-Splits","MSABD-18HRFN1-MS0W",10,18000,11000,"Yes"]
[8994002,null,"MDV","HRCU-A-CB-O","MOB31-18HDN1-MQ0Q1W","Mini-Splits","MSABD-18HRFN1-MP0Q1W",9.5,18000,11700]
[8779030,null,"MDV","HRCU-A-CB-O","MOB32-09HFN1-MX0W","Mini-Splits","CS11M-09HRFN1-MX0W(A)",10.5,10900,6900,"Yes"]
[8779028,null,"MDV","HRCU-A-CB-O","MOB32-09HFN1-MX0W","Mini-Splits","MCA3U-09HRFN1-M(C)",10,10000,6700]
[8779029,null,"MDV","HRCU-A-CB","MOB32-09HFN1-MX0W","Mini-Splits","MTBU-09HWFN1-M(C)",10,10000,6900]
[8779033,null,"MDV","HRCU-A-CB-O","MOB32-12HFN1-MV0W","Mini-Splits","CS11M-12HRFN1-MU5W",10,12000,7800,"Yes"]
[8779031,null,"MDV","HRCU-A-CB-O","MOB32-12HFN1-MV0W","Mini-Splits","MCA3U-12HRFN1-M(C)",10,12000,8200,"Yes"]
[8779032,null,"MDV","HRCU-A-CB","MOB32-12HFN1-MV0W","Mini-Splits","MTBU-12HWFN1-M(C)",10,12000,8500]
[10028975,null,"MDV","HRCU-A-CB-O","MOBA01-09HFN1-BP0W","Mini-Splits","MSMAA-09HRDN1-BP0W",9.5,10000,5000]
[8779181,null,"MDV","HRCU-A-CB-O","MOBA01-09HFN1-BT0W","Mini-Splits","MSMBB-09HRFN1-BT0W",10.5,9800,5600]
[10028977,null,"MDV","HRCU-A-CB-O","MOBA01-09HFN1-MP0W","Mini-Splits","MSMAA-09HRDN1-MP0W",9.6,9000,5700]
[8735945,null,"MDV","HRCU-A-CB-O","MOBA30-09HDN1-BQ0W","Mini-Splits","MSABA-09HRFN1-BQ0W",9,9500,5800]
[9000599,null,"MDV","HRCU-A-CB-O","MOBA30-09HDN1-BQ0W","Mini-Splits","MSAFA-09HRDN1-BN10W",9,9800,5800]
[8735947,null,"MDV","HRCU-A-CB-O","MOBA30-09HDN1-MQ0W","Mini-Splits","MSABA-09HRFN1-MQ0W",9,9800,5700]
[8994016,null,"MDV","HRCU-A-CB-O","MOBA30-09HDN1-MQ0W","Mini-Splits","MSAEA-09HRDN1-MP0W",9,9800,6000]
[10062579,null,"MDV","HRCU-A-CB-O","MOBA30-09HDN1-MQ0W","Mini-Splits","MSAEB-09HRFN1-MT0W",9.8000000000000007,10200,5900]
[202576816,null,"MDV","HRCU-A-CB-O","MOBA30-09HFN1-BS0W","Mini-Splits","MSABA-09HRFN1-BS0W",10,10000,6000,"Yes"]
[8678539,null,"MDV","HRCU-A-CB-O","MOBA30-09HFN1-BT0W","Mini-Splits","MSABB-09HRFN1-BT0W",10.5,9800,5900]
[8989581,null,"MDV","HRCU-A-CB-O","MOBA30-09HFN1-BT0W","Mini-Splits","MSAEB-09HRFN1-BT0W",10.5,9800,5800]
[201756528,null,"MDV","HRCU-A-CB-O","MOBA30-09HFN1-MP0W","Mini-Splits","CMSAEA-09HRDN1-MQ0W",10,9800,5800]
[200059313,10596648,"MDV","HRCU-A-CB-O","MOBA30-09HFN1-MP0W","Mini-Splits","MSAEA-09HRDN1-MQ0W",10,9800,5800]
[202576817,null,"MDV","HRCU-A-CB-O","MOBA30-09HFN1-MS0W","Mini-Splits","MSABA-09HRFN1-MS0W",9.5,9000,6000]
[8740667,null,"MDV","HRCU-A-CB-O","MOBA30-09HFN1-MT0W","Mini-Splits","CCA3U-09HRFN1-M(C)",10.5,10000,5800,"Yes"]
[8740669,null,"MDV","HRCU-A-CB-O","MOBA30-09HFN1-MT0W","Mini-Splits","CFAU-09HRFN1-M(C)",10.5,10000,5900]
[9101401,null,"MDV","HRCU-A-CB-O","MOBA30-09HFN1-MT0W","Mini-Splits","CS11M-09HRFN1-MX0W(A)",10.8,9800,5800,"Yes"]
[205417817,null,"MDV","HRCU-A-CB-O","MOBA30-09HFN1-MT0W","Mini-Splits","MSABB-09HRFN1-MT0W",10.5,9800,6400]
[8989582,null,"MDV","HRCU-A-CB-O","MOBA30-09HFN1-MT0W","Mini-Splits","MSAEB-09HRFN1-MT0W",10,9800,6300]
[200059291,10517579,"MDV","HRCU-A-CB","MOBA30-09HFN1-MT0W","Mini-Splits","MTIU-09HWFN1-M",11.5,10000,6800,"Yes"]
[8735946,null,"MDV","HRCU-A-CB-O","MOBA30-12HDN1-BQ0W","Mini-Splits","MSABB-12HRFN1-BQ0W",9,12000,7500]
[10062578,null,"MDV","HRCU-A-CB-O","MOBA30-12HDN1-BQ0W","Mini-Splits","MSAEB-12HRFN1-BT0W",9,12400,5700]
[9000601,null,"MDV","HRCU-A-CB-O","MOBA30-12HDN1-BQ0W","Mini-Splits","MSAFB-12HRDN1-BN10W",9,12000,7500]
[8735948,null,"MDV","HRCU-A-CB-O","MOBA30-12HDN1-MQ0W","Mini-Splits","MSABB-12HRFN1-MQ0W",9,11800,6800]
[8994018,null,"MDV","HRCU-A-CB-O","MOBA30-12HDN1-MQ0W","Mini-Splits","MSAEB-12HRFN1-MP0W",9,12000,7500]
[9000602,null,"MDV","HRCU-A-CB-O","MOBA30-12HDN1-MQ0W","Mini-Splits","MSAFB-12HRDN1-MN10W",9.3000000000000007,12000,6800]
[201756527,null,"MDV","HRCU-A-CB-O","MOBA30-12HFN1-BP0W","Mini-Splits","CMSAEB-12HRFN1-BQ0W",10.3,12000,7200]
[200059311,10596647,"MDV","HRCU-A-CB-O","MOBA30-12HFN1-BP0W","Mini-Splits","MSAEB-12HRFN1-BQ0W",10.6,12000,7200,"Yes"]
[201756529,null,"MDV","HRCU-A-CB-O","MOBA30-12HFN1-MP0W","Mini-Splits","CMSAEB-12HRFN1-MQ0W",9.6,12000,7300]
[200059315,10596649,"MDV","HRCU-A-CB-O","MOBA30-12HFN1-MP0W","Mini-Splits","MSAEB-12HRFN1-MQ0W",9.6,12000,7300]
[8813723,null,"MDV","HRCU-A-CB-O","MOCA01-18HFN1-MT0W","Mini-Splits","CCA3U-18HRFN1-M(C)",10.5,18000,12000]
[8779187,null,"MDV","HRCU-A-CB-O","MOCA01-18HFN1-MT0W","Mini-Splits","MSMBD-18HRFN1-MT0W",10.5,18000,11900]
[200059325,10596654,"MDV","HRCU-A-CB","MOCA01-18HFN1-MT0W","Mini-Splits","MTIU-18HWFN1-M",10.8,19000,12400]
[8813724,null,"MDV","HRCU-A-CB-O","MOCA01-18HFN1-MT0W","Mini-Splits","MUEU-18HRFN1-M(C)",10.199999999999999,18000,12900]
[10028980,null,"MDV","HRCU-A-CB-O","MOCA01-24HFN1-MP0W","Mini-Splits","MAMAD-24HRDN1-MP0W",9.5,24000,15000]
[200059329,10612716,"MDV","HRCU-A-CB-O","MOCA30-09HFN1-MZA5W","Mini-Splits","CMSOP1B-09HRFN1-MZA5W",14.5,10000,7200]
[200059281,10355846,"MDV","HRCU-A-CB-O","MOCA30-09HFN1-MZA5W","Mini-Splits","MSOP1B-09HRFN1-MZA5W",15,10000,7200,"Yes"]
[200059331,10612717,"MDV","HRCU-A-CB-O","MOCA30-12HFN1-MZ50W","Mini-Splits","CMSOP1B-12HRFN1-MZ50W",13.6,12000,6800]
[200059283,10355847,"MDV","HRCU-A-CB-O","MOCA30-12HFN1-MZ50W","Mini-Splits","MSOP1B-12HRFN1-MZ50W",14,12000,6800,"Yes"]
[204711117,null,"MDV","HRCU-A-CB-O","MOCA30-18HFN1-MT0Q1W","Mini-Splits","MSABE-18HRFN1-MT0Q1W",10,18000,11300]
[8739924,null,"MDV","HRCU-A-CB-O","MOCA30-18HFN1-MT0W","Mini-Splits","CCA3U-18HRFN1-M(C)",10.5,18000,12000]
[8704433,null,"MDV","HRCU-A-CB-O","MOCA30-18HFN1-MT0W","Mini-Splits","CS11M-18HRFN1-MT0W",10.3,18000,10800]
[8688149,null,"MDV","HRCU-A-CB-O","MOCA30-18HFN1-MT0W","Mini-Splits","MSABE-18HRFN1-MT0W",10,18000,10400]
[8739925,null,"MDV","HRCU-A-CB-O","MOCA30-18HFN1-MT0W","Mini-Splits","MUEU-18HRFN1-M(C)",10.6,18000,13400]
[10028965,null,"MDV","HRCU-A-CB","MOCA30-18HFN1-MT0W*","Mini-Splits","MTIU-18HWFN1-M",11,19000,13400]
[10029036,null,"MDV","HRCU-A-CB","MOCA30-18HFN1-MT0W**","Mini-Splits","FFMANP019T00",11.2,18000,13000]
[8735954,null,"MDV","HRCU-A-CB-O","MOCA30-23HDN1-MQ0W","Mini-Splits","MSABE-23HRFN1-MQ0W",9,25000,14800]
[10062580,null,"MDV","HRCU-A-CB-O","MOCA30-23HDN1-MQ0W","Mini-Splits","MSAED-23HRFN1-MT0W",9,26200,15000]
[201756531,null,"MDV","HRCU-A-CB-O","MOCA30-24HFN1-MP0W","Mini-Splits","CMSAED-23HRFN1-MQ0W",9.6,24800,15300]
[200059319,10596651,"MDV","HRCU-A-CB-O","MOCA30-24HFN1-MP0W","Mini-Splits","MSAED-23HRFN1-MQ0W",9.6,24800,15300]
[202576821,null,"MDV","HRCU-A-CB-O","MOCA30-24HFN1-MQ0W","Mini-Splits","MSABE-24HRFN1-MQ0W",9.5,24000,14400]
[8740671,null,"MDV","HRCU-A-CB-O","MOCA31-18HFN1-MT0W","Mini-Splits","CCA3U-18HRFN1-M(C)",10.3,18000,12000,"Yes"]
[9101403,null,"MDV","HRCU-A-CB-O","MOCA31-18HFN1-MT0W","Mini-Splits","CS11M-18HRFN1-MT0W",10.4,18000,11400,"Yes"]
[8719215,null,"MDV","HRCU-A-CB-O","MOCA31-18HFN1-MT0W","Mini-Splits","MSABE-18HRFN1-MT0W",10,18000,10400,"Yes"]
[8989585,null,"MDV","HRCU-A-CB-O","MOCA31-18HFN1-MT0W","Mini-Splits","MSAED-18HRFN1-MT0W",10,18000,11100]
[200059297,10517582,"MDV","HRCU-A-CB","MOCA31-18HFN1-MT0W","Mini-Splits","MTIU-18HWFN1-M",10.5,18000,12000,"Yes"]
[8740672,null,"MDV","HRCU-A-CB-O","MOCA31-18HFN1-MT0W","Mini-Splits","MUEU-18HRFN1-M(C)",10.5,18000,12000,"Yes"]
[8994003,null,"MDV","HRCU-A-CB-O","MOCA31-23HDN1-MQ0Q1W","Mini-Splits","MSABE-23HRFN1-MP0Q1W",9,25000,15900]
[8779038,null,"MDV","HRCU-A-CB-O","MOCA32-18HFN1-MT0W","Mini-Splits","CS11M-18HRFN1-MT0W",10,18000,10800]
[8779035,null,"MDV","HRCU-A-CB-O","MOCA32-18HFN1-MT0W","Mini-Splits","MCA3U-18HRFN1-M(C)",9.6,18000,12000]
[8779036,null,"MDV","HRCU-A-CB","MOCA32-18HFN1-MT0W","Mini-Splits","MTBU-18HWFN1-M(C)",10,18000,12200]
[8779037,null,"MDV","HRCU-A-CB-O","MOCA32-18HFN1-MT0W","Mini-Splits","MUEU-18HRFN1-M(C)",10,18000,12900]
[8813725,null,"MDV","HRCU-A-CB-O","MOD01-23HFN1-MT0W","Mini-Splits","MCDU-24HRFN1-M(C)",11.5,24000,16200]
[8779192,null,"MDV","HRCU-A-CB-O","MOD01-23HFN1-MT0W","Mini-Splits","MSMBD-23HRFN1-MT0W",10,25000,15000]
[200059327,10596655,"MDV","HRCU-A-CB","MOD01-23HFN1-MT0W","Mini-Splits","MTIU-24HWFN1-M",12,24000,17400]
[8813726,null,"MDV","HRCU-A-CB-O","MOD01-23HFN1-MT0W","Mini-Splits","MUEU-24HRFN1-M(C)",11.5,24000,17200]
[8779195,null,"MDV","HRCU-A-CB-O","MOD01-30HFN1-MR0W","Mini-Splits","MSMBE-30HRFN1-MR0W",9.8000000000000007,30000,18000]
[204271691,null,"MDV","HRCU-A-CB-O","MOD01-36HFN1-MP0W","Mini-Splits","MSABF-36HRFN1-MP0W",10,36000,21400]
[8779198,null,"MDV","HRCU-A-CB-O","MOD01-36HFN1-MP0W","Mini-Splits","MSMBE-36HRFN1-MP0W",10,36000,20600]
[202415591,null,"MDV","HRCU-A-CB-O","MOD30-18HFN1-MZ22W","Mini-Splits","MSAB2F-18HRFN1-MZ22W",14,18000,12300,"Yes"]
[202415590,null,"MDV","HRCU-A-CB-O","MOD30-22HFN1-MW5W","Mini-Splits","MSAB2F-22HRFN1-MW5W",12,24000,15400,"Yes"]
[204711118,null,"MDV","HRCU-A-CB-O","MOD30-23HFN1-MT0Q1W","Mini-Splits","MSABE-23HRFN1-MT0Q1W",10,25000,14800]
[8704434,null,"MDV","HRCU-A-CB-O","MOD30-24HFN1-MT0W","Mini-Splits","CS11M-23HRFN1-MT0W",11.5,24000,15400]
[8739926,null,"MDV","HRCU-A-CB-O","MOD30-24HFN1-MT0W","Mini-Splits","MCDU-24HRFN1-M(C)",11.5,24000,16200]
[8688150,null,"MDV","HRCU-A-CB-O","MOD30-24HFN1-MT0W","Mini-Splits","MSABE-24HRFN1-MT0W",10,25000,15300]
[8739927,null,"MDV","HRCU-A-CB-O","MOD30-24HFN1-MT0W","Mini-Splits","MUEU-24HRFN1-M(C)",11.5,24000,17200]
[10028966,null,"MDV","HRCU-A-CB","MOD30-24HFN1-MT0W*","Mini-Splits","MTIU-24HWFN1-M",12.5,24000,17200,"Yes"]
[10029037,null,"MDV","HRCU-A-CB","MOD30-24HFN1-MT0W**","Mini-Splits","FFMANP025T00",11,24000,17200]
[10029043,null,"MDV","HRCU-A-CB","MOD30-24HFN1-MT0W***","Mini-Splits","FPMBNU024T00",10.6,24000,15000]
[8738632,null,"MDV","HRCU-A-CB-O","MOD30-30HFN1-MR0W","Mini-Splits","MS11M-30HRFN1-MR0W",9.4,30000,18500]
[8688151,null,"MDV","HRCU-A-CB-O","MOD30-30HFN1-MR0W","Mini-Splits","MSABF-30HRFN1-MR0W",9.6,30000,19000]
[10029038,null,"MDV","HRCU-A-CB","MOD30-30HFN1-MR0W*","Mini-Splits","FPMBNU030T00",10,30000,20600]
[10029039,null,"MDV","HRCU-A-CB","MOD30-30HFN1-MR0W**","Mini-Splits","FFMANP031T00",10,30000,21400]
[200059333,8688152,"MDV","HRCU-A-CB-O","MOD30-36HFN1-MP0W","Mini-Splits","MSABF-36HRFN1-MP0W",10,36000,21400]
[10029040,null,"MDV","HRCU-A-CB","MOD30-36HFN1-MP0W*","Mini-Splits","FPMBNU030T00",12,36000,22000]
[10029041,null,"MDV","HRCU-A-CB","MOD30-36HFN1-MP0W**","Mini-Splits","FFMANP037T00",10.5,36000,23600]
[204803792,null,"MDV","HRCU-A-CB-O","MOD30U-36HFN1-D","Mini-Splits","MCD-36HRDN1-N",10,36000,22000]
[204803800,null,"MDV","HRCU-A-CB-O","MOD30U-36HFN1-D","Mini-Splits","MUE-36HRDN1-N",9.5,36000,21400]
[8740676,null,"MDV","HRCU-A-CB-O","MOD30U-36HFN1-M","Mini-Splits","MCD-36HRFN1-M(C)",10.5,38000,25200,"Yes"]
[8740678,null,"MDV","HRCU-A-CB-O","MOD30U-36HFN1-M","Mini-Splits","MUE-36HRFN1-M(C)",10,38000,25400]
[10028967,null,"MDV","HRCU-A-CB","MOD30U-36HFN1-M*","Mini-Splits","MTI-36HWFN1-M",11.5,40000,27600,"Yes"]
[205130931,null,"MDV","HRCU-A-CB","MOD30U-36HFN1-MP0","Mini-Splits","MVB-36HWFN1-M",10.4,39000,25000]
[204803796,null,"MDV","HRCU-A-CB-O","MOD30U-36HFN1-N","Mini-Splits","MCD-36HRDN1-N",10,36000,23000]
[204803791,null,"MDV","HRCU-A-CB-O","MOD30U-36HFN1-N","Mini-Splits","MUE-36HRDN1-N",9.5,35000,22000]
[9101404,null,"MDV","HRCU-A-CB-O","MOD31-24HFN1-MT0W","Mini-Splits","CS11M-23HRFN1-MT0W",11.5,25000,15300,"Yes"]
[8740674,null,"MDV","HRCU-A-CB-O","MOD31-24HFN1-MT0W","Mini-Splits","MCDU-24HRFN1-M(C)",10.5,24400,15800,"Yes"]
[8719216,null,"MDV","HRCU-A-CB-O","MOD31-24HFN1-MT0W","Mini-Splits","MSABE-24HRFN1-MT0W",10,25000,15300]
[8989586,null,"MDV","HRCU-A-CB-O","MOD31-24HFN1-MT0W","Mini-Splits","MSAED-23HRFN1-MT0W",10,25000,16000]
[205334542,null,"MDV","HRCU-A-CB-O","MOD31-24HFN1-MT0W","Mini-Splits","MSAED-24HRFN1-MT0W",10,25000,16000]
[200059299,10517583,"MDV","HRCU-A-CB","MOD31-24HFN1-MT0W","Mini-Splits","MTIU-24HWFN1-M",11,24400,16000,"Yes"]
[8740675,null,"MDV","HRCU-A-CB-O","MOD31-24HFN1-MT0W","Mini-Splits","MUEU-24HRFN1-M(C)",11,24000,15000,"Yes"]
[205130899,null,"MDV","HRCU-A-CB","MOD31-24HFN1-MT0W","Mini-Splits","MVB-24HWFN1-M",10.4,26000,17000]
[8994004,null,"MDV","HRCU-A-CB-O","MOD31-36HFN1-MP0Q1W","Mini-Splits","MSABF-36HRFN1-MP0Q1W(B)",9,36000,21200]
[8779065,null,"MDV","HRCU-A-CB-O","MOD32-24HFN1-MT0W","Mini-Splits","CS11M-23HRFN1-MT0W",10,24000,15400]
[8779062,null,"MDV","HRCU-A-CB-O","MOD32-24HFN1-MT0W","Mini-Splits","MCDU-24HRFN1-M(C)",10.5,24000,16200]
[8779063,null,"MDV","HRCU-A-CB","MOD32-24HFN1-MT0W","Mini-Splits","MTBU-24HWFN1-M(C)",10.5,24000,17200]
[8779064,null,"MDV","HRCU-A-CB-O","MOD32-24HFN1-MT0W","Mini-Splits","MUEU-24HRFN1-M(C)",11,24000,17200]
[204803793,null,"MDV","HRCU-A-CB-O","MOE30U-48HDN1-N","Mini-Splits","MUE-48HRDN1-N",9,50000,31000]
[8819859,null,"MDV","HRCU-A-CB-O","MOE30U-48HFN1-M","Mini-Splits","MCD-48HRFN1-M(D)",11,50000,35000,"Yes"]
[8819860,null,"MDV","HRCU-A-CB-O","MOE30U-48HFN1-M","Mini-Splits","MUE-48HRFN1-M(C)",11,50000,35000,"Yes"]
[10028968,null,"MDV","HRCU-A-CB","MOE30U-48HFN1-M*","Mini-Splits","MTI-48HWFN1-M",10.3,49500,33400,"Yes"]
[204829817,null,"MDV","HRCU-A-CB-O","MOE30U-48HFN1-M-[X]","Mini-Splits","MCD-48HRFN1-M(D)",10.7,51000,35000]
[204829821,null,"MDV","HRCU-A-CB","MOE30U-48HFN1-M-[X]","Mini-Splits","MTI-48HWFN1-M",11.1,48000,33000]
[204829818,null,"MDV","HRCU-A-CB-O","MOE30U-48HFN1-M-[X]","Mini-Splits","MUE-48HRFN1-M(C)",10.8,50000,35000]
[205130932,null,"MDV","HRCU-A-CB","MOE30U-48HFN1-MP0","Mini-Splits","MVB-48HWFN1-M",9.5,55000,36000]
[204803795,null,"MDV","HRCU-A-CB-O","MOE30U-55HDN1-D","Mini-Splits","MUE-55HRDN1-N",9.1,54000,33000]
[200059285,10507896,"MDV","HRCU-A-CB","MOE30U-60HFN1-M","Mini-Splits","MHG-60HWFN1-MW",9,60000,37600,"Yes"]
[200059287,10507897,"MDV","HRCU-A-CB-O","MOE30U-60HFN1-M","Mini-Splits","MUE-60HRFN1-MW",10.5,60000,39000,"Yes"]
[205262848,null,"MDV","HRCU-A-CB-O","MOX130-09HFN1-BP0W","Mini-Splits","MSAFA-09HRDN1-BP0W",9.8000000000000007,9800,5500]
[205262849,null,"MDV","HRCU-A-CB-O","MOX130-12HFN1-BP0W","Mini-Splits","MSAFB-12HRDN1-BP0W",9.4,12000,6500]
[205262850,null,"MDV","HRCU-A-CB-O","MOX130-12HFN1-MP0W","Mini-Splits","MSAFB-12HRDN1-MP0W",9.4,12000,6500]
[205262851,null,"MDV","HRCU-A-CB-O","MOX230-17HFN1-MP0W","Mini-Splits","MSAFC-17HRDN1-MP0W",9.6999999999999993,18000,11000]
[205262852,null,"MDV","HRCU-A-CB-O","MOX430-24HFN1-MQ0W","Mini-Splits","MSAFD-24HRDN1-MQ0W",9.5,24000,14400]
[8688148,null,"MDV","HRCU-A-CB-O",null,"Mini-Splits","Multiple combinations, check manufacturer compatibility",10.5,9800,6400,"Yes"]
[201846986,null,"MIDEA","HRCU-A-CB-O","38MAQB09R--1","Mini-Splits","DHMSHAQ09XA1",11.2,11000,6500]
[201846992,null,"MIDEA","HRCU-A-CB-O","38MAQB09R--3","Mini-Splits","40MBCQ09---3",10.8,10000,6700,"Yes"]
[201846995,null,"MIDEA","HRCU-A-CB","38MAQB09R--3","Mini-Splits","40MBDQ09---3",12,10000,7200,"Yes"]
[201846988,null,"MIDEA","HRCU-A-CB-O","38MAQB09R--3","Mini-Splits","DHMSHAQ09XA3",11.2,10900,6900]
[201846987,null,"MIDEA","HRCU-A-CB-O","38MAQB12R--1","Mini-Splits","DHMSHAQ12XA1",10.199999999999999,12000,7600,"Yes"]
[201846993,null,"MIDEA","HRCU-A-CB-O","38MAQB12R--3","Mini-Splits","40MBCQ12---3",10.6,12000,8700,"Yes"]
[201846996,null,"MIDEA","HRCU-A-CB","38MAQB12R--3","Mini-Splits","40MBDQ12---3",11,12000,8500,"Yes"]
[201846999,null,"MIDEA","HRCU-A-CB-O","38MAQB12R--3","Mini-Splits","40MBFQ12---3",10.5,12000,9600,"Yes"]
[201846989,null,"MIDEA","HRCU-A-CB-O","38MAQB12R--3","Mini-Splits","DHMSHAQ12XA3",12,12000,7800]
[201846994,null,"MIDEA","HRCU-A-CB-O","38MAQB18R--3","Mini-Splits","40MBCQ18---3",10.5,18000,12000,"Yes"]
[201846997,null,"MIDEA","HRCU-A-CB","38MAQB18R--3","Mini-Splits","40MBDQ18---3",11,19000,13400,"Yes"]
[201847000,null,"MIDEA","HRCU-A-CB-O","38MAQB18R--3","Mini-Splits","40MBFQ18---3",10.6,18000,13400,"Yes"]
[201846990,null,"MIDEA","HRCU-A-CB-O","38MAQB18R--3","Mini-Splits","DHMSHAQ18XA3",10.3,18000,10800,"Yes"]
[201847056,null,"MIDEA","HRCU-A-CB-O","38MAQB24R--3","Mini-Splits","40MBCQ24---3",11.5,24000,16200,"Yes"]
[201846998,null,"MIDEA","HRCU-A-CB","38MAQB24R--3","Mini-Splits","40MBDQ24---3",12.5,24000,17200,"Yes"]
[201847062,null,"MIDEA","HRCU-A-CB-O","38MAQB24R--3","Mini-Splits","40MBFQ24---3",11.5,24000,17200,"Yes"]
[201846991,null,"MIDEA","HRCU-A-CB-O","38MAQB24R--3","Mini-Splits","DHMSHAQ24XA3",11.5,24000,15400]
[201847049,null,"MIDEA","HRCU-A-CB-O","38MAQB30R--3","Mini-Splits","DHMSHAQ30XA3",9.4,30000,18500]
[201847057,null,"MIDEA","HRCU-A-CB-O","38MBRQ36A--3","Mini-Splits","40MBCQ36---3",10.5,38000,25200,"Yes"]
[201847059,null,"MIDEA","HRCU-A-CB","38MBRQ36A--3","Mini-Splits","40MBDQ36---3",11.5,40000,27600,"Yes"]
[201847063,null,"MIDEA","HRCU-A-CB-O","38MBRQ36A--3","Mini-Splits","40MBFQ36---3",10,38000,25400,"Yes"]
[201847058,null,"MIDEA","HRCU-A-CB-O","38MBRQ48A--3","Mini-Splits","40MBCQ48---3",11,50000,35000,"Yes"]
[201847060,null,"MIDEA","HRCU-A-CB","38MBRQ48A--3","Mini-Splits","40MBDQ48---3",10.3,49500,33400,"Yes"]
[201847064,null,"MIDEA","HRCU-A-CB-O","38MBRQ48A--3","Mini-Splits","40MBFQ48---3",11,50000,35000,"Yes"]
[201847061,null,"MIDEA","HRCU-A-CB","38MBRQ58A--3","Mini-Splits","40MBDQ58---3",9,60000,37600,"Yes"]
[201847065,null,"MIDEA","HRCU-A-CB-O","38MBRQ58A--3","Mini-Splits","40MBFQ58---3",10.5,60000,39000,"Yes"]
[204722805,null,"MIDEA","HMSV-A-CB","38MGRQ18B--3","Mixed Ducted and Non-Ducted Indoor Units","Multiple combinations, check manufacturer compatibility",10.15,18700,11700,"Yes"]
[201847001,null,"MIDEA","HMSV-A-CB","38MGRQ18B--3","Non-Ducted Indoor Units","Multiple combinations, check manufacturer compatibility",10.3,19000,12000,"Yes"]
[201847071,null,"MIDEA","HMSV-A-CB","38MGRQ18B--3","Ducted Indoor Units","Multiple combinations, check manufacturer compatibility",10,18500,11500,"Yes"]
[204722806,null,"MIDEA","HMSV-A-CB","38MGRQ24C--3","Mixed Ducted and Non-Ducted Indoor Units","Multiple combinations, check manufacturer compatibility",10.15,24000,17400,"Yes"]
[204707612,null,"MIDEA","HMSV-A-CB","38MGRQ24C--3","Ducted Indoor Units","Multiple combinations, check manufacturer compatibility",10,24000,17600,"Yes"]
[204711109,null,"MIDEA","HMSV-A-CB","38MGRQ24C--3","Non-Ducted Indoor Units","Multiple combinations, check manufacturer compatibility",10.3,24000,17200,"Yes"]
[204520280,null,"MIDEA","HMSV-A-CB","38MGRQ24C--3","Non-Ducted Indoor Units","Multiple combinations, check manufacturer compatibility",10.3,28000,17200]
[204722807,null,"MIDEA","HMSV-A-CB","38MGRQ30D--3","Mixed Ducted and Non-Ducted Indoor Units","Multiple combinations, check manufacturer compatibility",10,29000,20200,"Yes"]
[204722815,null,"MIDEA","HMSV-A-CB","38MGRQ30D--3","Non-Ducted Indoor Units","Multiple combinations, check manufacturer compatibility",10,28000,17400,"Yes"]
[204711115,null,"MIDEA","HMSV-A-CB","38MGRQ30D--3","Ducted Indoor Units","Multiple combinations, check manufacturer compatibility",10,30000,23000,"Yes"]
[204722808,null,"MIDEA","HMSV-A-CB","38MGRQ36D--3","Mixed Ducted and Non-Ducted Indoor Units","Multiple combinations, check manufacturer compatibility",10.75,36400,23800,"Yes"]
[201847004,null,"MIDEA","HMSV-A-CB","38MGRQ36D--3","Non-Ducted Indoor Units","Multiple combinations, check manufacturer compatibility",10.5,36000,23200,"Yes"]
[201847074,null,"MIDEA","HMSV-A-CB","38MGRQ36D--3","Ducted Indoor Units","Multiple combinations, check manufacturer compatibility",11,37000,24600,"Yes"]
[204722809,null,"MIDEA","HMSV-A-CB","38MGRQ48E--3","Mixed Ducted and Non-Ducted Indoor Units","Multiple combinations, check manufacturer compatibility",10.85,49000,31800,"Yes"]
[201847005,null,"MIDEA","HMSV-A-CB","38MGRQ48E--3","Non-Ducted Indoor Units","Multiple combinations, check manufacturer compatibility",10.199999999999999,48000,29600,"Yes"]
[201847075,null,"MIDEA","HMSV-A-CB","38MGRQ48E--3","Ducted Indoor Units","Multiple combinations, check manufacturer compatibility",11.5,50000,34000,"Yes"]
[201847052,null,"MIDEA","HRCU-A-CB-O","38MHRBQ09AA3","Mini-Splits","40MHHQ09---3",10,9800,5800]
[201847051,null,"MIDEA","HRCU-A-CB-O","38MHRBQ12AA1","Mini-Splits","40MHHQ12---1",10.6,12000,7200]
[201847053,null,"MIDEA","HRCU-A-CB-O","38MHRBQ12AA3","Mini-Splits","40MHHQ12---3",9.6,12000,7300]
[201847054,null,"MIDEA","HRCU-A-CB-O","38MHRBQ18AA3","Mini-Splits","40MHHQ18---3",10.6,18000,11400]
[201847055,null,"MIDEA","HRCU-A-CB-O","38MHRBQ24AA3","Mini-Splits","40MHHQ24---3",9.6,24800,15300]
[201753970,null,"MIDEA","HRCU-A-CB-O","38MPRAQ09AA3","Mini-Splits","DHMPHAQ09XA3",15,10000,7200,"Yes"]
[201753971,null,"MIDEA","HRCU-A-CB-O","38MPRAQ12AA3","Mini-Splits","DHMPHAQ12XA3",14,12000,6800,"Yes"]
[202463640,null,"MIDEA","HRCU-A-CB-O","38MPRAQ18AA3","Mini-Splits","DHMPHAQ18XA3",14,18000,12300,"Yes"]
[202463641,null,"MIDEA","HRCU-A-CB-O","38MPRAQ24AA3","Mini-Splits","DHMPHAQ24XA3",12,24000,15400,"Yes"]
[201756533,null,"MIDEA","HRCU-A-CB-O","DLCERAH09AAK","Mini-Splits","DLFEHAH09XAK",10,9800,5800]
[201756532,null,"MIDEA","HRCU-A-CB-O","DLCERAH12AAJ","Mini-Splits","DLFEHAH12XAJ",10.3,12000,7200]
[201756534,null,"MIDEA","HRCU-A-CB-O","DLCERAH12AAK","Mini-Splits","DLFEHAH12XAK",9.6,12000,7300]
[201756535,null,"MIDEA","HRCU-A-CB-O","DLCERAH18AAK","Mini-Splits","DLFEHAH18XAK",10.1,18000,11400]
[201756536,null,"MIDEA","HRCU-A-CB-O","DLCERAH24AAK","Mini-Splits","DLFEHAH24XAK",9.6,24800,15300]
[201796616,null,"MIDEA","HRCU-A-CB-O","DLCLRAH36AAK","Mini-Splits","DLFLCAH36XAK",10.5,38000,25200,"Yes"]
[201771969,null,"MIDEA","HRCU-A-CB","DLCLRAH36AAK","Mini-Splits","DLFLDAH36XAK",11.5,40000,27600,"Yes"]
[201796615,null,"MIDEA","HRCU-A-CB-O","DLCLRAH36AAK","Mini-Splits","DLFLFAH36XAK",10,38000,25400,"Yes"]
[201796619,null,"MIDEA","HRCU-A-CB-O","DLCLRAH48AAK","Mini-Splits","DLFLCAH48XAK",11,50000,35000,"Yes"]
[201771970,null,"MIDEA","HRCU-A-CB","DLCLRAH48AAK","Mini-Splits","DLFLDAH48XAK",10.3,49500,33400,"Yes"]
[201796618,null,"MIDEA","HRCU-A-CB-O","DLCLRAH48AAK","Mini-Splits","DLFLFAH48XAK",11,50000,35000,"Yes"]
[201771971,null,"MIDEA","HRCU-A-CB","DLCLRAH58AAK","Mini-Splits","DLFLDAH58XAK",9,60000,37600,"Yes"]
[201796620,null,"MIDEA","HRCU-A-CB-O","DLCLRAH58AAK","Mini-Splits","DLFLFAH58XAK",10.5,60000,39000,"Yes"]
[201771972,null,"MIDEA","HMSV-A-CB","DLCMRAH18BAK","Non-Ducted Indoor Units","Multiple combinations, check manufacturer compatibility",9.6999999999999993,18000,11600]
[201771976,null,"MIDEA","HMSV-A-CB","DLCMRAH18BAK","Ducted Indoor Units","Multiple combinations, check manufacturer compatibility",10,18500,11500]
[201825405,null,"MIDEA","HMSV-A-CB","DLCMRAH18BAK","Mixed Ducted and Non-Ducted Indoor Units","Multiple combinations, check manufacturer compatibility",9.85,18200,11550]
[201771973,null,"MIDEA","HMSV-A-CB","DLCMRAH27CAK","Non-Ducted Indoor Units","Multiple combinations, check manufacturer compatibility",10.8,27000,17800,"Yes"]
[201771977,null,"MIDEA","HMSV-A-CB","DLCMRAH27CAK","Ducted Indoor Units","Multiple combinations, check manufacturer compatibility",10,28000,17600]
[201825406,null,"MIDEA","HMSV-A-CB","DLCMRAH27CAK","Mixed Ducted and Non-Ducted Indoor Units","Multiple combinations, check manufacturer compatibility",10.4,27400,17700]
[201771974,null,"MIDEA","HMSV-A-CB","DLCMRAH36DAK","Non-Ducted Indoor Units","Multiple combinations, check manufacturer compatibility",10.199999999999999,36000,23600,"Yes"]
[201771978,null,"MIDEA","HMSV-A-CB","DLCMRAH36DAK","Ducted Indoor Units","Multiple combinations, check manufacturer compatibility",10,37000,23000]
[201825407,null,"MIDEA","HMSV-A-CB","DLCMRAH36DAK","Mixed Ducted and Non-Ducted Indoor Units","Multiple combinations, check manufacturer compatibility",10,37000,23000]
[201771975,null,"MIDEA","HMSV-A-CB","DLCMRAH48EAK","Non-Ducted Indoor Units","Multiple combinations, check manufacturer compatibility",10.199999999999999,48000,30400,"Yes"]
[201771979,null,"MIDEA","HMSV-A-CB","DLCMRAH48EAK","Ducted Indoor Units","Multiple combinations, check manufacturer compatibility",11.5,50000,34000]
[201825408,null,"MIDEA","HMSV-A-CB","DLCMRAH48EAK","Mixed Ducted and Non-Ducted Indoor Units","Multiple combinations, check manufacturer compatibility",10.85,49000,32200]
[201753972,null,"MIDEA","HRCU-A-CB-O","DLCPRAH09AAK","Mini-Splits","DLFPHAH09XAK",14.5,10000,7200,"Yes"]
[201755033,null,"MIDEA","HRCU-A-CB-O","DLCPRAH12AAK","Mini-Splits","DLFPHAH12XAK",13.6,12000,6800,"Yes"]
[202463654,null,"MIDEA","HRCU-A-CB-O","DLCPRAH18AAK","Mini-Splits","DLFPHAH18XAK",14,18000,12300,"Yes"]
[202463655,null,"MIDEA","HRCU-A-CB-O","DLCPRAH24AAK","Mini-Splits","DLFPHAH24XAK",12,24000,15400,"Yes"]
[201756545,null,"MIDEA","HRCU-A-CB-O","DLCSRAH09AAJ","Mini-Splits","DLFSHAH09XAJ",10.5,9800,5600,"Yes"]
[201796606,null,"MIDEA","HRCU-A-CB-O","DLCSRAH09AAK","Mini-Splits","DLFSCAH09XAK",10.199999999999999,10000,6700,"Yes"]
[201796605,null,"MIDEA","HRCU-A-CB","DLCSRAH09AAK","Mini-Splits","DLFSDAH09XAK",11.5,10000,6800,"Yes"]
[201756547,null,"MIDEA","HRCU-A-CB-O","DLCSRAH09AAK","Mini-Splits","DLFSHAH09XAK",10.5,12000,7500,"Yes"]
[201756546,null,"MIDEA","HRCU-A-CB-O","DLCSRAH12AAJ","Mini-Splits","DLFSHAH12XAJ",11,11800,7100,"Yes"]
[201796607,null,"MIDEA","HRCU-A-CB-O","DLCSRAH12AAK","Mini-Splits","DLFSCAH12XAK",10.199999999999999,12000,8200,"Yes"]
[201796609,null,"MIDEA","HRCU-A-CB","DLCSRAH12AAK","Mini-Splits","DLFSDAH12XAK",11,12500,8100,"Yes"]
[201796608,null,"MIDEA","HRCU-A-CB-O","DLCSRAH12AAK","Mini-Splits","DLFSFAH12XAK",10.5,12000,9600,"Yes"]
[201756548,null,"MIDEA","HRCU-A-CB-O","DLCSRAH12AAK","Mini-Splits","DLFSHAH12XAK",11,12000,7600,"Yes"]
[201796611,null,"MIDEA","HRCU-A-CB-O","DLCSRAH18AAK","Mini-Splits","DLFSCAH18XAK",10.5,18000,12000,"Yes"]
[201796617,null,"MIDEA","HRCU-A-CB","DLCSRAH18AAK","Mini-Splits","DLFSDAH18XAK",10.8,19000,12400]
[201796610,null,"MIDEA","HRCU-A-CB-O","DLCSRAH18AAK","Mini-Splits","DLFSFAH18XAK",10.199999999999999,18000,12900,"Yes"]
[201756549,null,"MIDEA","HRCU-A-CB-O","DLCSRAH18AAK","Mini-Splits","DLFSHAH18XAK",10.5,18000,11900,"Yes"]
[201796614,null,"MIDEA","HRCU-A-CB-O","DLCSRAH24AAK","Mini-Splits","DLFSCAH24XAK",11.5,24000,16200,"Yes"]
[201796612,null,"MIDEA","HRCU-A-CB","DLCSRAH24AAK","Mini-Splits","DLFSDAH24XAK",12,24000,17400,"Yes"]
[201796613,null,"MIDEA","HRCU-A-CB-O","DLCSRAH24AAK","Mini-Splits","DLFSFAH24XAK",11.5,24000,17200,"Yes"]
[201756550,null,"MIDEA","HRCU-A-CB-O","DLCSRAH24AAK","Mini-Splits","DLFSHAH24XAK",10,25000,15000,"Yes"]
[201756551,null,"MIDEA","HRCU-A-CB-O","DLCSRAH30AAK","Mini-Splits","DLFSHAH30XAK",9.8000000000000007,30000,18000]
[201756552,null,"MIDEA","HRCU-A-CB-O","DLCSRAH36AAK","Mini-Splits","DLFSHAH36XAK",10,36000,20600,"Yes"]
[201863403,null,"MIDEA","HMSV-A-CB","M2OF-18HFN1-M","Ducted Indoor Units","Multiple combinations, check manufacturer compatibility",10,18500,11500]
[9006310,null,"MIDEA","HMSV-A-CB","M2OF-18HFN1-M","Non-Ducted Indoor Units","Multiple combinations, check manufacturer compatibility",10.3,19000,12000]
[200059306,10567796,"MIDEA","HMSV-A-CB","M2OF-18HFN1-M*","Ducted Indoor Units","Multiple combinations, check manufacturer compatibility",10,18500,11500]
[201810026,null,"MIDEA","HMSV-A-CB","M2OH-18HFN1-M","Ducted Indoor Units","Multiple combinations, check manufacturer compatibility",9.8000000000000007,19000,12600]
[201863404,null,"MIDEA","HMSV-A-CB","M3OF-27HFN1-M","Ducted Indoor Units","Multiple combinations, check manufacturer compatibility",10,28000,17600]
[9006311,null,"MIDEA","HMSV-A-CB","M3OF-27HFN1-M","Non-Ducted Indoor Units","Multiple combinations, check manufacturer compatibility",10.3,28000,17200]
[200059302,10567792,"MIDEA","HMSV-A-CB","M3OF-27HFN1-M","Mixed Ducted and Non-Ducted Indoor Units","Multiple combinations, check manufacturer compatibility",10.15,28000,17400]
[201810024,null,"MIDEA","HMSV-A-CB","M3OH-27HFN1-M","Non-Ducted Indoor Units","Multiple combinations, check manufacturer compatibility",10.4,31400,18000]
[201810028,null,"MIDEA","HMSV-A-CB","M3OH-27HFN1-M","Ducted Indoor Units","Multiple combinations, check manufacturer compatibility",10,28400,16600]
[202195635,null,"MIDEA","HMSV-A-CB","M4OF-36HFN1-M","Specific","CS11M-09HRFN1-MX0W(A)CS11M-09HRFN1-MX0W(A)CS11M-09HRFN1-MX0W(A)CS11M-09HRFN1-MX0W(A)",10.199999999999999,36000,24600]
[201863405,null,"MIDEA","HMSV-A-CB","M4OF-36HFN1-M","Ducted Indoor Units","Multiple combinations, check manufacturer compatibility",10,37000,23000]
[200059304,10567793,"MIDEA","HMSV-A-CB","M4OF-36HFN1-M","Mixed Ducted and Non-Ducted Indoor Units","Multiple combinations, check manufacturer compatibility",10.1,35400,23800]
[9006312,null,"MIDEA","HMSV-A-CB","M4OF-36HFN1-M","Non-Ducted Indoor Units","Multiple combinations, check manufacturer compatibility",10.199999999999999,36000,24600]
[201810030,null,"MIDEA","HMSV-A-CB","M4OH-36HFN1-M","Ducted Indoor Units","Multiple combinations, check manufacturer compatibility",11,37000,24600]
[201863406,null,"MIDEA","HMSV-A-CB","M5OF-48HFN1-M","Ducted Indoor Units","Multiple combinations, check manufacturer compatibility",11.5,50000,34000]
[9006313,null,"MIDEA","HMSV-A-CB","M5OF-48HFN1-M","Non-Ducted Indoor Units","Multiple combinations, check manufacturer compatibility",10.199999999999999,48000,29600]
[205306857,null,"MIDEA","HMSV-A-CB","M5OG-48HFN1-M-[X]","Ducted Indoor Units","Multiple combinations, check manufacturer compatibility",10.5,50000,28000]
[205306858,null,"MIDEA","HMSV-A-CB","M5OG-48HFN1-M-[X]","Non-Ducted Indoor Units","Multiple combinations, check manufacturer compatibility",10.3,49000,30000]
[205306860,null,"MIDEA","HMSV-A-CB","M5OG-48HFN1-M-[X]","Mixed Ducted and Non-Ducted Indoor Units","Multiple combinations, check manufacturer compatibility",10.4,49500,29000]
[10567787,null,"MIDEA","HMSV-A-CB","MCH2U-18PHH2","Mixed Ducted and Non-Ducted Indoor Units","Multiple combinations, check manufacturer compatibility",9.9,18600,11600]
[8858353,null,"MIDEA","HMSV-A-CB","MCH2U-18PHH2","Non-Ducted Indoor Units","Multiple combinations, check manufacturer compatibility",9.6999999999999993,18000,11600]
[10567794,null,"MIDEA","HMSV-A-CB","MCH3U-27PHH2","Mixed Ducted and Non-Ducted Indoor Units","Multiple combinations, check manufacturer compatibility",9.77,27600,17000]
[10567798,null,"MIDEA","HMSV-A-CB","MCH3U-27PHH2","Non-Ducted Indoor Units","Multiple combinations, check manufacturer compatibility",9.8000000000000007,20000,12600]
[8858352,null,"MIDEA","HMSV-A-CB","MCH3U-27PHH2","Non-Ducted Indoor Units","Multiple combinations, check manufacturer compatibility",10.8,27000,17800]
[205092305,null,"MIDEA","HMSV-A-CB","MCH3U-27PHH2","Non-Ducted Indoor Units","Multiple combinations, check manufacturer compatibility",9.8000000000000007,20000,12600]
[10567795,null,"MIDEA","HMSV-A-CB","MCH4U-36PHH2","Mixed Ducted and Non-Ducted Indoor Units","Multiple combinations, check manufacturer compatibility",9.9700000000000006,36200,23400]
[8858351,null,"MIDEA","HMSV-A-CB","MCH4U-36PHH2","Non-Ducted Indoor Units","Multiple combinations, check manufacturer compatibility",10.199999999999999,36000,23600]
[10567790,null,"MIDEA","HMSV-A-CB","MCH5U-48PHH2","Mixed Ducted and Non-Ducted Indoor Units","Multiple combinations, check manufacturer compatibility",10.6,49000,32200]
[8860223,null,"MIDEA","HMSV-A-CB","MCH5U-48PHH2","Non-Ducted Indoor Units","Multiple combinations, check manufacturer compatibility",10.199999999999999,48000,30400]
[8779199,null,"MIDEA","HRCU-A-CB-O","MCHS-09PSH1","Mini-Splits","MEHS-09PSH1",10.5,9800,5600]
[8779200,null,"MIDEA","HRCU-A-CB-O","MCHS-12PSH1","Mini-Splits","MEHS-12PSH1",11,11800,7100]
[10146823,null,"MIDEA","HRCU-A-CB","MCHS-30PSH2","Mini-Splits","FFMANP031T00",10,30000,21400]
[8779205,null,"MIDEA","HRCU-A-CB-O","MCHS-30PSH2","Mini-Splits","MEHS-30PSH2",9.8000000000000007,30000,18000]
[10146824,null,"MIDEA","HRCU-A-CB","MCHS-36PSH2","Mini-Splits","FFMANP037T00",10.5,36000,23600]
[8779206,null,"MIDEA","HRCU-A-CB-O","MCHS-36PSH2","Mini-Splits","MEHS-36PSH2",10,36000,20600]
[8813811,null,"MIDEA","HRCU-A-CB-O","MCHSU-09PHH2","Mini-Splits","MEHSU-09CHC2-",10.199999999999999,10000,6700]
[8779201,null,"MIDEA","HRCU-A-CB-O","MCHSU-09PHH2","Mini-Splits","MEHSU-09PHH2",10.5,12000,7500]
[8813812,null,"MIDEA","HRCU-A-CB-O","MCHSU-12PHH2","Mini-Splits","MEHSU-12CHC2",10.199999999999999,12000,8200]
[8813813,null,"MIDEA","HRCU-A-CB-O","MCHSU-12PHH2","Mini-Splits","MEHSU-12CHN2",10.5,12000,9600]
[8779202,null,"MIDEA","HRCU-A-CB-O","MCHSU-12PHH2","Mini-Splits","MEHSU-12PHH2",11,12000,7600]
[10611647,null,"MIDEA","HRCU-A-CB-O","MCHSU-12PHH2","Mini-Splits","MEU-12WPQ2",11,12000,7600]
[8813815,null,"MIDEA","HRCU-A-CB-O","MCHSU-18PHH2","Mini-Splits","MEHSU-18CHC2",10.5,18000,12000]
[8813816,null,"MIDEA","HRCU-A-CB-O","MCHSU-18PHH2","Mini-Splits","MEHSU-18CHF2",10.199999999999999,18000,12900]
[8779203,null,"MIDEA","HRCU-A-CB-O","MCHSU-18PHH2","Mini-Splits","MEHSU-18PHH2",10.5,18000,11900]
[10028987,null,"MIDEA","HRCU-A-CB","MCHSU-18PHH2","Mini-Splits","MEU-18MPH2",11,19000,13400]
[8813818,null,"MIDEA","HRCU-A-CB-O","MCHSU-24PHH2","Mini-Splits","MEHSU-24CHC2",11.5,24000,16200]
[8813819,null,"MIDEA","HRCU-A-CB-O","MCHSU-24PHH2","Mini-Splits","MEHSU-24CHF2",11.5,24000,17200]
[8779204,null,"MIDEA","HRCU-A-CB-O","MCHSU-24PHH2","Mini-Splits","MEHSU-24PHH2",10,25000,15000]
[10028988,null,"MIDEA","HRCU-A-CB","MCHSU-24PHH2","Mini-Splits","MEU-24MPH2",12.5,24000,17200]
[8767356,null,"MIDEA","HRCU-A-CB-O","MCHSU-36CSH2","Mini-Splits","MEHSU-36CSC2",10.5,38000,25200]
[8767357,null,"MIDEA","HRCU-A-CB-O","MCHSU-36CSH2","Mini-Splits","MEHSU-36CSF2",10,38000,25400]
[10028985,null,"MIDEA","HRCU-A-CB","MCHSU-36CSH2","Mini-Splits","MEU-36MPL2",11.5,40000,27600]
[8856639,null,"MIDEA","HRCU-A-CB-O","MCHSU-48CSH2","Mini-Splits","MEHSU-48CSC2",11,50000,35000]
[8819869,null,"MIDEA","HRCU-A-CB-O","MCHSU-48CSH2","Mini-Splits","MEHSU-48CSF2",11,50000,35000]
[10028986,null,"MIDEA","HRCU-A-CB","MCHSU-48CSH2","Mini-Splits","MEU-48MPL2",10.3,49500,33400]
[10028981,null,"MIDEA","HRCU-A-CB-O","MCS-091BL1","Mini-Splits","MES-09WBL1",9.5,10000,5000]
[10207479,null,"MIDEA","HRCU-A-CB-O","MCS-091BL1-C","Mini-Splits","MES-09WBL1-C",9.5,10000,5000]
[10028983,null,"MIDEA","HRCU-A-CB-O","MCS-181BL2","Mini-Splits","MES-18WBL2",10,18000,11200]
[10207481,null,"MIDEA","HRCU-A-CB-O","MCS-181BL2-C","Mini-Splits","MES-18WBL2-C",10,18000,11200]
[10028984,null,"MIDEA","HRCU-A-CB-O","MCS-241BL2","Mini-Splits","MES-24WBL2",9.5,24000,15000]
[10207482,null,"MIDEA","HRCU-A-CB-O","MCS-241BL2-C","Mini-Splits","MES-24WBL2-C",9.5,24000,15000]
[10611648,null,"MIDEA","HRCU-A-CB-O","MCU-181PQ2","Mini-Splits","MEU-18WPQ2",10.5,18000,11900]
[10611649,null,"MIDEA","HRCU-A-CB","MCU-601PT2","Mini-Splits","MEU-60DPT2",9,60000,37600]
[7990882,null,"MIDEA","HMSV-A-CB","MDV-H36DVN1-(B)","Ducted Indoor Units","Multiple combinations, check manufacturer compatibility",9.6,40000,25000]
[8081370,null,"MIDEA","HMSV-A-CB","MDV-H36DVN1-(B)","Mixed Ducted and Non-Ducted Indoor Units","Multiple combinations, check manufacturer compatibility",9.1999999999999993,40000,25000]
[201830364,null,"MIDEA","HMSV-A-CB","MDV-H36DVN1-(C)*","Ducted Indoor Units","Multiple combinations, check manufacturer compatibility",9.1999999999999993,40000,25000]
[201830365,null,"MIDEA","HMSV-A-CB","MDV-H36DVN1-(C)*","Mixed Ducted and Non-Ducted Indoor Units","Multiple combinations, check manufacturer compatibility",9.0500000000000007,40000,25000]
[201850111,null,"MIDEA","HMSV-A-CB","MDV-H36DVN1-(D)*","Non-Ducted Indoor Units","Multiple combinations, check manufacturer compatibility",9.1999999999999993,40000,25000]
[201850112,null,"MIDEA","HMSV-A-CB","MDV-H36DVN1-(D)*","Ducted Indoor Units","Multiple combinations, check manufacturer compatibility",9.6,40000,25000]
[201850113,null,"MIDEA","HMSV-A-CB","MDV-H36DVN1-(D)*","Mixed Ducted and Non-Ducted Indoor Units","Multiple combinations, check manufacturer compatibility",9.4,40000,25000]
[8006294,null,"MIDEA","HMSV-A-CB","MDV-H48DVN1-(B)","Ducted Indoor Units","Multiple combinations, check manufacturer compatibility",9.6,52500,34000]
[8081404,null,"MIDEA","HMSV-A-CB","MDV-H48DVN1-(B)","Mixed Ducted and Non-Ducted Indoor Units","Multiple combinations, check manufacturer compatibility",9.25,52500,34000]
[201830454,null,"MIDEA","HMSV-A-CB","MDV-H48DVN1-(C)*","Ducted Indoor Units","Multiple combinations, check manufacturer compatibility",9.6999999999999993,52500,34000]
[201830518,null,"MIDEA","HMSV-A-CB","MDV-H48DVN1-(C)*","Mixed Ducted and Non-Ducted Indoor Units","Multiple combinations, check manufacturer compatibility",9.3000000000000007,52500,34000]
[201850114,null,"MIDEA","HMSV-A-CB","MDV-H48DVN1-(D)*","Non-Ducted Indoor Units","Multiple combinations, check manufacturer compatibility",9.1999999999999993,52500,34000]
[201850115,null,"MIDEA","HMSV-A-CB","MDV-H48DVN1-(D)*","Ducted Indoor Units","Multiple combinations, check manufacturer compatibility",9.6,52500,34000]
[201850116,null,"MIDEA","HMSV-A-CB","MDV-H48DVN1-(D)*","Mixed Ducted and Non-Ducted Indoor Units","Multiple combinations, check manufacturer compatibility",9.4,52500,34000]
[201862953,null,"MIDEA","HMSV-A-CB","MDV-H60DVN1-(C)*","Mixed Ducted and Non-Ducted Indoor Units","Multiple combinations, check manufacturer compatibility",9.85,66000,42000]
[201861214,null,"MIDEA","HMSV-A-CB","MDV-H60DVN1-(C)*","Non-Ducted Indoor Units","Multiple combinations, check manufacturer compatibility",9.9,66000,42000]
[201862946,null,"MIDEA","HMSV-A-CB","MDV-H60DVN1-(C)*","Ducted Indoor Units","Multiple combinations, check manufacturer compatibility",9.8000000000000007,66000,42000]
[201862954,null,"MIDEA","HMSV-A-CB","MDV-H60DVN1-(D)*","Non-Ducted Indoor Units","Multiple combinations, check manufacturer compatibility",10,66000,42000]
[201862955,null,"MIDEA","HMSV-A-CB","MDV-H60DVN1-(D)*","Ducted Indoor Units","Multiple combinations, check manufacturer compatibility",10,66000,42000]
[201862956,null,"MIDEA","HMSV-A-CB","MDV-H60DVN1-(D)*","Mixed Ducted and Non-Ducted Indoor Units","Multiple combinations, check manufacturer compatibility",10,66000,42000]
[200059322,10596652,"MIDEA","HRCU-A-CB","MOB01-09HFN1-MW0W","Mini-Splits","MTIU-09HWFN1-M",11.5,10000,6800]
[8992685,null,"MIDEA","HRCU-A-CB-O","MOB01-12HFN1-MV0W","Mini-Splits","MSMBB-12HRFN1-MU0W",11,12000,7600]
[205092290,null,"MIDEA","HRCU-A-CB-O","MOB01-12HFN1-MV0W","Mini-Splits","MSMBB-12HRFN1-MU0W",11,12000,7600]
[200059324,10596653,"MIDEA","HRCU-A-CB","MOB01-12HFN1-MV0W","Mini-Splits","MTIU-12HWFN1-M",11,12500,8100]
[205092320,null,"MIDEA","HRCU-A-CB-O","MOB01-18HFN1-MP0W","Mini-Splits","MSMAC-18HRDN1-MP0W",10,18000,11200]
[10343857,null,"MIDEA","HRCU-A-CB-O","MOB01-18HFN1-MP0W","Mini-Splits","MSMAC-18HRDN1-MP0W",10,18000,11200]
[205092323,null,"MIDEA","HRCU-A-CB-O","MOB01-18HFN1-MP0W-ACR","Mini-Splits","MSMAC-18HRDN1-MP0W-ACR",10,18000,11200]
[10344473,null,"MIDEA","HRCU-A-CB-O","MOB01-18HFN1-MP0W-ACR","Mini-Splits","MSMAC-18HRDN1-MP0W-ACR",10,18000,11200]
[202160452,null,"MIDEA","HRCU-A-CB-O","MOB30-09HFN1-BV0W","Mini-Splits","MS11M-09HRFN1-BV0W",11.5,11000,6000]
[202147805,null,"MIDEA","HRCU-A-CB-O","MOB30-09HFN1-BX0W","Mini-Splits","MSABB-09HRFN1-BX0W",10.5,10000,5800]
[9006304,null,"MIDEA","HRCU-A-CB-O","MOB30-09HFN1-MX0W","Mini-Splits","CS11M-09HRFN1-MX0W(A)",11.2,10900,6900]
[200059290,10517578,"MIDEA","HRCU-A-CB","MOB30-09HFN1-MX0W","Mini-Splits","MTIU-09HWFN1-M",12,10000,7200]
[9119305,null,"MIDEA","HRCU-A-CB-O","MOB30-12HFN1-MT0W","Mini-Splits","MSABB-12HRFN1-MT0W",9.8000000000000007,12000,7200]
[200059296,10517581,"MIDEA","HRCU-A-CB","MOB30-12HFN1-MT0W","Mini-Splits","MTIU-12HWFN1-M",11.5,12000,7200]
[10207597,null,"MIDEA","HRCU-A-CB-O","MOB30-12HFN1-MV0W","Mini-Splits","CCA3U-12HRFN1-M(C)",10.6,12000,8700]
[10207598,null,"MIDEA","HRCU-A-CB-O","MOB30-12HFN1-MV0W","Mini-Splits","CFAU-12HRFN1-M(C)",10.5,12000,9600]
[9006305,null,"MIDEA","HRCU-A-CB-O","MOB30-12HFN1-MV0W","Mini-Splits","CS11M-12HRFN1-MU5W",12,12000,7800]
[10207484,null,"MIDEA","HRCU-A-CB-O","MOB30-12HFN1-MV0W","Mini-Splits","CS11M-12HRFN1-MU5W-ACR",12,12000,7800]
[205092295,null,"MIDEA","HRCU-A-CB-O","MOB30-12HFN1-MV0W","Mini-Splits","CS11M-12HRFN1-MU5W-ACR",12,12000,7800]
[205092316,null,"MIDEA","HRCU-A-CB-O","MOB30-12HFN1-MV0W","Mini-Splits","CS11M-12HRFN1-MV0W",12,12000,7800]
[200059237,10304042,"MIDEA","HRCU-A-CB-O","MOB30-12HFN1-MV0W","Mini-Splits","CS11M-12HRFN1-MV0W",12,12000,7800]
[200059294,10517580,"MIDEA","HRCU-A-CB","MOB30-12HFN1-MV0W","Mini-Splits","MTIU-12HWFN1-M",11,12000,8500]
[202839655,null,"MIDEA","HRCU-A-CB-O","MOB30-18HDN1-MQ0W","Mini-Splits","MSAFC-17HRDN1-MN10W",9.8000000000000007,18000,12200]
[200059318,10596650,"MIDEA","HRCU-A-CB-O","MOB30-18HFN1-MP0W","Mini-Splits","MSAEC-18HRDN1-MP0W",10.6,18000,11400]
[10342707,null,"MIDEA","HRCU-A-CB-O","MOBA01-09HFN1-BP0W","Mini-Splits","MSMAA-09HRDN1-BP0W",9.5,10000,5000]
[205092299,null,"MIDEA","HRCU-A-CB-O","MOBA01-09HFN1-BP0W","Mini-Splits","MSMAA-09HRDN1-BP0W",9.5,10000,5000]
[10344258,null,"MIDEA","HRCU-A-CB-O","MOBA01-09HFN1-BP0W-ACR","Mini-Splits","MSMAA-09HRDN1-BP0W-ACR",9.5,10000,5000]
[205092303,null,"MIDEA","HRCU-A-CB-O","MOBA01-09HFN1-BP0W-ACR","Mini-Splits","MSMAA-09HRDN1-BP0W-ACR",9.5,10000,5000]
[203307928,null,"MIDEA","HRCU-A-CB-O","MOBA01-09HFN1-BT0W","Mini-Splits","MSMBB-09HRFN1-BT0W",10.5,9800,5600]
[10343397,null,"MIDEA","HRCU-A-CB-O","MOBA01-09HFN1-MP0W","Mini-Splits","MSMAA-09HRDN1-MP0W",9.6,9000,5700]
[205092300,null,"MIDEA","HRCU-A-CB-O","MOBA01-09HFN1-MP0W","Mini-Splits","MSMAA-09HRDN1-MP0W",9.6,9000,5700]
[10344456,null,"MIDEA","HRCU-A-CB-O","MOBA01-09HFN1-MP0W-ACR","Mini-Splits","MSMAA-09HRDN1-MP0W-ACR",9.6,9000,5700]
[205092304,null,"MIDEA","HRCU-A-CB-O","MOBA01-09HFN1-MP0W-ACR","Mini-Splits","MSMAA-09HRDN1-MP0W-ACR",9.6,9000,5700]
[203449480,null,"MIDEA","HRCU-A-CB-O","MOBA30-09HDN1-BQ0W","Mini-Splits","MSAFA-09HRDN1-BN10W",9,9800,5800]
[200059314,10596648,"MIDEA","HRCU-A-CB-O","MOBA30-09HFN1-MP0W","Mini-Splits","MSAEA-09HRDN1-MQ0W",10,9800,5800]
[200059292,10517579,"MIDEA","HRCU-A-CB","MOBA30-09HFN1-MT0W","Mini-Splits","MTIU-09HWFN1-M",11.5,10000,6800]
[202839654,null,"MIDEA","HRCU-A-CB-O","MOBA30-12HDN1-BQ0W","Mini-Splits","MSAFB-12HRDN1-BN10W",9,12000,7500]
[200059312,10596647,"MIDEA","HRCU-A-CB-O","MOBA30-12HFN1-BP0W","Mini-Splits","MSAEB-12HRFN1-BQ0W",10.6,12000,7200]
[200059316,10596649,"MIDEA","HRCU-A-CB-O","MOBA30-12HFN1-MP0W","Mini-Splits","MSAEB-12HRFN1-MQ0W",9.6,12000,7300]
[8992686,null,"MIDEA","HRCU-A-CB-O","MOCA01-18HFN1-MT0W","Mini-Splits","MSMBD-18HRFN1-MT0W",10.5,18000,11900]
[205092291,null,"MIDEA","HRCU-A-CB-O","MOCA01-18HFN1-MT0W","Mini-Splits","MSMBD-18HRFN1-MT0W",10.5,18000,11900]
[200059326,10596654,"MIDEA","HRCU-A-CB","MOCA01-18HFN1-MT0W","Mini-Splits","MTIU-18HWFN1-M",10.8,19000,12400]
[10344023,null,"MIDEA","HRCU-A-CB-O","MOCA01-24HFN1-MP0W","Mini-Splits","MAMAD-24HRDN1-MP0W",9.5,24000,15000]
[205092301,null,"MIDEA","HRCU-A-CB-O","MOCA01-24HFN1-MP0W","Mini-Splits","MAMAD-24HRDN1-MP0W",9.5,24000,15000]
[10344083,null,"MIDEA","HRCU-A-CB-O","MOCA01-24HFN1-MP0W-ACR","Mini-Splits","MAMAD-24HRDN1-MP0W-ACR",9.5,24000,15000]
[205092302,null,"MIDEA","HRCU-A-CB-O","MOCA01-24HFN1-MP0W-ACR","Mini-Splits","MAMAD-24HRDN1-MP0W-ACR",9.5,24000,15000]
[200059330,10612716,"MIDEA","HRCU-A-CB-O","MOCA30-09HFN1-MZA5W","Mini-Splits","CMSOP1B-09HRFN1-MZA5W",14.5,10000,7200]
[200059282,10355846,"MIDEA","HRCU-A-CB-O","MOCA30-09HFN1-MZA5W","Mini-Splits","MSOP1B-09HRFN1-MZA5W",15,10000,7200]
[200059332,10612717,"MIDEA","HRCU-A-CB-O","MOCA30-12HFN1-MZ50W","Mini-Splits","CMSOP1B-12HRFN1-MZ50W",13.6,12000,6800]
[200059284,10355847,"MIDEA","HRCU-A-CB-O","MOCA30-12HFN1-MZ50W","Mini-Splits","MSOP1B-12HRFN1-MZ50W",14,12000,6800]
[10207485,null,"MIDEA","HRCU-A-CB-O","MOCA30-18HFN1-MT0W","Mini-Splits","CCA3U-18HRFN1-M(C)",10.5,18000,12000]
[200059044,8849282,"MIDEA","HRCU-A-CB-O","MOCA30-18HFN1-MT0W","Mini-Splits","CS11M-18HRFN1-MT0W",10.3,18000,10800]
[9006306,null,"MIDEA","HRCU-A-CB-O","MOCA30-18HFN1-MT0W","Mini-Splits","CS11M-18HRFN1-MT0W",10.3,18000,10800]
[205092307,null,"MIDEA","HRCU-A-CB-O","MOCA30-18HFN1-MT0W","Mini-Splits","CS11M-18HRFN1-MT0W",10.3,18000,10800]
[201863407,null,"MIDEA","HRCU-A-CB","MOCA30-18HFN1-MT0W","Mini-Splits","MTIU-18HWFN1-M",11,19000,13400]
[200059320,10596651,"MIDEA","HRCU-A-CB-O","MOCA30-24HFN1-MP0W","Mini-Splits","MSAED-23HRFN1-MQ0W",9.6,24800,15300]
[202890779,null,"MIDEA","HRCU-A-CB-O","MOCA31-18HFN1-MT0W","Mini-Splits","MSABE-18HRFN1-MT0W",10,18000,10400]
[202890780,null,"MIDEA","HRCU-A-CB-O","MOCA31-18HFN1-MT0W","Mini-Splits","MSAED-18HRFN1-MT0W",10,18000,11100]
[200059298,10517582,"MIDEA","HRCU-A-CB","MOCA31-18HFN1-MT0W","Mini-Splits","MTIU-18HWFN1-M",10.5,18000,12000]
[10445385,null,"MIDEA","HRCU-A-CB-O","MOCA31-18HFN1-MT0W","Mini-Splits","MUEU-18HRFN1-M(C)",10.5,18000,12000]
[200059328,10596655,"MIDEA","HRCU-A-CB","MOD01-23HFN1-MT0W","Mini-Splits","MTIU-24HWFN1-M",12,24000,17400]
[205092313,null,"MIDEA","HRCU-A-CB-O","MOD01-36HFN1-MP0W","Mini-Splits","MSMBE-36HRFN1-MP0W",10,36000,20600]
[200059094,9962508,"MIDEA","HRCU-A-CB-O","MOD01-36HFN1-MP0W","Mini-Splits","MSMBE-36HRFN1-MP0W",10,36000,20600]
[203449476,null,"MIDEA","HRCU-A-CB-O","MOD01-36HFN1-MP0W","Mini-Splits","MSMBE-36HRFN1-MP0W",10,36000,20600]
[202415593,null,"MIDEA","HRCU-A-CB-O","MOD30-18HFN1-MZ22W","Mini-Splits","MSAB2F-18HRFN1-MZ22W",14,18000,12300]
[202415592,null,"MIDEA","HRCU-A-CB-O","MOD30-22HFN1-MW5W","Mini-Splits","MSAB2F-22HRFN1-MW5W",12,24000,15400]
[205092310,null,"MIDEA","HRCU-A-CB-O","MOD30-24HFN1-MT0W","Mini-Splits","CS11M-23HRFN1-MT0W",11.5,24000,15400]
[200059047,8849283,"MIDEA","HRCU-A-CB-O","MOD30-24HFN1-MT0W","Mini-Splits","CS11M-23HRFN1-MT0W",11.5,24000,15400]
[9006307,null,"MIDEA","HRCU-A-CB-O","MOD30-24HFN1-MT0W","Mini-Splits","CS11M-23HRFN1-MT0W",11.5,24000,15400]
[10207594,null,"MIDEA","HRCU-A-CB-O","MOD30-24HFN1-MT0W","Mini-Splits","MCDU-24HRFN1-M(C)",11.5,24000,16200]
[203449482,null,"MIDEA","HRCU-A-CB-O","MOD30-24HFN1-MT0W","Mini-Splits","MSABE-24HRFN1-MT0W",10,25000,15300]
[201863408,null,"MIDEA","HRCU-A-CB","MOD30-24HFN1-MT0W","Mini-Splits","MTIU-24HWFN1-M",12.5,24000,17200]
[9006308,null,"MIDEA","HRCU-A-CB-O","MOD30-30HFN1-MR0W","Mini-Splits","MS11M-30HRFN1-MR0W",9.4,30000,18500]
[201796635,null,"MIDEA","HRCU-A-CB-O","MOD30-30HFN1-MR0W","Mini-Splits","MSABF-30HRFN1-MR0W",9.6,30000,19000]
[200059334,8688152,"MIDEA","HRCU-A-CB-O","MOD30-36HFN1-MP0W","Mini-Splits","MSABF-36HRFN1-MP0W",10,36000,21400]
[10207595,null,"MIDEA","HRCU-A-CB-O","MOD30U-36HFN1-M","Mini-Splits","MCD-36HRFN1-M(C)",10.5,38000,25200]
[201863409,null,"MIDEA","HRCU-A-CB","MOD30U-36HFN1-M","Mini-Splits","MTI-36HWFN1-M",11.5,40000,27600]
[10445387,null,"MIDEA","HRCU-A-CB-O","MOD30U-36HFN1-M","Mini-Splits","MUE-36HRFN1-M(C)",10,38000,25400]
[200059300,10517583,"MIDEA","HRCU-A-CB","MOD31-24HFN1-MT0W","Mini-Splits","MTIU-24HWFN1-M",11,24400,16000]
[10445386,null,"MIDEA","HRCU-A-CB-O","MOD31-24HFN1-MT0W","Mini-Splits","MUEU-24HRFN1-M(C)",11,24000,15000]
[201863410,null,"MIDEA","HRCU-A-CB","MOE30U-48HFN1-M","Mini-Splits","MTI-48HWFN1-M",10.3,49500,33400]
[10445388,null,"MIDEA","HRCU-A-CB-O","MOE30U-48HFN1-M","Mini-Splits","MUE-48HRFN1-M(C)",11,50000,35000]
[200059286,10507896,"MIDEA","HRCU-A-CB","MOE30U-60HFN1-M","Mini-Splits","MHG-60HWFN1-MW",9,62000,37600]
[200059288,10507897,"MIDEA","HRCU-A-CB-O","MOE30U-60HFN1-M","Mini-Splits","MUE-60HRFN1-MW",10.5,60000,39000]
[204631559,null,"MIDEA","HMSV-A-CB","MV1-36DMN1-(C)","Ducted Indoor Units","Multiple combinations, check manufacturer compatibility",10.4,40000,25000]
[204631560,null,"MIDEA","HMSV-A-CB","MV1-36DMN1-(C)","Non-Ducted Indoor Units","Multiple combinations, check manufacturer compatibility",11.4,40000,25000]
[204631565,null,"MIDEA","HMSV-A-CB","MV1-36DMN1-(C)","Mixed Ducted and Non-Ducted Indoor Units","Multiple combinations, check manufacturer compatibility",10.9,40000,25000]
[204631561,null,"MIDEA","HMSV-A-CB","MV1-48DMN1-(C)","Ducted Indoor Units","Multiple combinations, check manufacturer compatibility",10.5,52500,34000]
[204631562,null,"MIDEA","HMSV-A-CB","MV1-48DMN1-(C)","Non-Ducted Indoor Units","Multiple combinations, check manufacturer compatibility",11,52500,34000]
[204631566,null,"MIDEA","HMSV-A-CB","MV1-48DMN1-(C)","Mixed Ducted and Non-Ducted Indoor Units","Multiple combinations, check manufacturer compatibility",10.75,52500,34000]
[204631563,null,"MIDEA","HMSV-A-CB","MV1-60DMN1-(C)","Ducted Indoor Units","Multiple combinations, check manufacturer compatibility",10.5,66000,42000]
[204631564,null,"MIDEA","HMSV-A-CB","MV1-60DMN1-(C)","Non-Ducted Indoor Units","Multiple combinations, check manufacturer compatibility",10.6,66000,42000]
[204631567,null,"MIDEA","HMSV-A-CB","MV1-60DMN1-(C)","Mixed Ducted and Non-Ducted Indoor Units","Multiple combinations, check manufacturer compatibility",10.55,66000,42000]
[8246624,null,"MIRAGE","HRCU-A-CB-O","CMC090J","Mini-Splits","EMC090J",9,9600,5400]
[8246625,null,"MIRAGE","HRCU-A-CB-O","CMC120J","Mini-Splits","EMC120J",9,13000,7600]
[8246626,null,"MIRAGE","HRCU-A-CB-O","CMC121J","Mini-Splits","EMC121J",9,13000,7700]
[8342313,null,"MIRAGE","HRCU-A-CB-O","CMC181J","Mini-Splits","EMC181J",9,19000,12000]
[8246628,null,"MIRAGE","HRCU-A-CB-O","CMC241J","Mini-Splits","EMC241J",9,23000,13500]
[8246629,null,"MIRAGE","HRCU-A-CB-O","CMC301J","Mini-Splits","EMC301J",9,28400,19200]
[10350030,null,"MIRAGE","HRCU-A-CB-O","CMC361J","Mini-Splits","EMC361J",9,34600,20200]
[205334549,null,"Mirage","HRCU-A-CB-O","IVKH090A","Mini-Splits","OVKH090A",10.5,9500,5900]
[205334550,null,"Mirage","HRCU-A-CB-O","IVKH120A","Mini-Splits","OVKH120A",10,12000,7000]
[205334551,null,"Mirage","HRCU-A-CB-O","IVKH121A","Mini-Splits","OVKH121A",9.5,12500,7000]
[205334552,null,"Mirage","HRCU-A-CB-O","IVKH181A","Mini-Splits","OVKH181A",10,19000,11600]
[205334553,null,"Mirage","HRCU-A-CB-O","IVKH241A","Mini-Splits","OVKH241A",10,24400,16200]
[10091691,null,"MIRAGE","HRCU-A-CB-O","OAEH121A","Mini-Splits","IAEH121A",11,13000,7100]
[10091692,null,"MIRAGE","HRCU-A-CB-O","OAEH181A","Mini-Splits","IAEH181A",10.5,19800,12400]
[10091693,null,"MIRAGE","HRCU-A-CB-O","OAEH241A","Mini-Splits","IAEH241A",10,23000,14600]
[10091690,null,"MIRAGE","HRCU-A-CB-O","OAPH301A","Mini-Splits","IAPH301A",9,28400,19200]
[10097733,null,"MIRAGE","HRCU-A-CB-O","OAPH361A","Mini-Splits","IAPH361A",9,34600,20200]
[10091684,null,"MIRAGE","HRCU-A-CB-O","OAXH090A","Mini-Splits","IAXH090A",9,9600,5400]
[10091685,null,"MIRAGE","HRCU-A-CB-O","OAXH120A","Mini-Splits","IAXH120A",9,13000,7600]
[10091686,null,"MIRAGE","HRCU-A-CB-O","OAXH121A","Mini-Splits","IAXH121A",9,13000,7700]
[10091687,null,"MIRAGE","HRCU-A-CB-O","OAXH181A","Mini-Splits","IAXH181A",9,19000,12000]
[10091689,null,"MIRAGE","HRCU-A-CB-O","OAXH241A","Mini-Splits","IAXH241A",9,23000,13500]
[10227710,null,"MIRAGE","HRCU-A-CB-O","OVEH121A","Mini-Splits","IVEH121A",9.8000000000000007,12000,7200]
[202839661,null,"MIRAGE","HRCU-A-CB-O","OVEH121A","Mini-Splits","IVEH121A",9.8000000000000007,12000,7200]
[10227715,null,"MIRAGE","HRCU-A-CB-O","OVEH181A","Mini-Splits","IVEH181A",10,18000,10400]
[202839663,null,"MIRAGE","HRCU-A-CB-O","OVEH181A","Mini-Splits","IVEH181A",10,18000,10400]
[10227711,null,"MIRAGE","HRCU-A-CB-O","OVEH241A","Mini-Splits","IVEH241A",10,25000,15300]
[202839665,null,"MIRAGE","HRCU-A-CB-O","OVEH241A","Mini-Splits","IVEH241A",10,25000,15300]
[10227713,null,"MIRAGE","HRCU-A-CB-O","OVIH241A","Mini-Splits","IVIH241A",9,25000,15900]
[10227714,null,"MIRAGE","HRCU-A-CB-O","OVIH361A","Mini-Splits","IVIH361A",9,36000,21200]
[205373894,null,"Mirage","HRCU-A-CB-O","OVKH090A","Mini-Splits","IVKH090A",10.5,9500,5900]
[205373895,null,"Mirage","HRCU-A-CB-O","OVKH120A","Mini-Splits","IVKH120A",10,12000,7000]
[205373896,null,"Mirage","HRCU-A-CB-O","OVKH121A","Mini-Splits","IVKH121A",9.5,12500,7000]
[205373897,null,"Mirage","HRCU-A-CB-O","OVKH181A","Mini-Splits","IVKH181A",10,19000,11600]
[205373898,null,"Mirage","HRCU-A-CB-O","OVKH241A","Mini-Splits","IVKH241A",10,24400,16200]
[203449484,null,"MIRAGE","HMSV-A-CB","OVMH271A","Non-Ducted Indoor Units","Multiple combinations, check manufacturer compatibility",9.8000000000000007,28000,16800]
[203362389,null,"MIRAGE","HMSV-A-CB","OVMH361A","Non-Ducted Indoor Units","Multiple combinations, check manufacturer compatibility",10.3,36000,25400]
[203449483,null,"MIRAGE","HMSV-A-CB","OVMH481A","Non-Ducted Indoor Units","Multiple combinations, check manufacturer compatibility",10.4,48000,30800]
[10227703,null,"MIRAGE","HRCU-A-CB-O","OVXH090A","Mini-Splits","IVXH090A",9,9500,5800]
[202839662,null,"MIRAGE","HRCU-A-CB-O","OVXH090A","Mini-Splits","IVXH090A",9,9500,5800]
[202839657,null,"MIRAGE","HRCU-A-CB-O","OVXH090B","Mini-Splits","IVXH090B",9.5,12000,7500]
[202703129,null,"MIRAGE","HRCU-A-CB-O","OVXH090B","Mini-Splits","OVXH090B",10,10000,6000]
[10227704,null,"MIRAGE","HRCU-A-CB-O","OVXH120A","Mini-Splits","IVXH120A",9,12000,7500]
[202839666,null,"MIRAGE","HRCU-A-CB-O","OVXH120A","Mini-Splits","IVXH120A",9,12000,7500]
[202839658,null,"MIRAGE","HRCU-A-CB-O","OVXH120B","Mini-Splits","IVXH120B",10,10000,6000]
[202703130,null,"MIRAGE","HRCU-A-CB-O","OVXH120B","Mini-Splits","OVXH120B",9.5,12000,7500]
[10227705,null,"MIRAGE","HRCU-A-CB-O","OVXH121A","Mini-Splits","IVXH121A",9,11800,6800]
[202839669,null,"MIRAGE","HRCU-A-CB-O","OVXH121A","Mini-Splits","IVXH121A",9,11800,6800]
[10227706,null,"MIRAGE","HRCU-A-CB-O","OVXH181A","Mini-Splits","IVXH181A",9.8000000000000007,18000,12200]
[202839660,null,"MIRAGE","HRCU-A-CB-O","OVXH181A","Mini-Splits","IVXH181A",9.8000000000000007,18000,12200]
[203362390,null,"MIRAGE","HRCU-A-CB-O","OVXH181B","Mini-Splits","IVXH181B",10,18000,11000]
[10227707,null,"MIRAGE","HRCU-A-CB-O","OVXH241A","Mini-Splits","IVXH241A",9,25000,14800]
[202839664,null,"MIRAGE","HRCU-A-CB-O","OVXH241A","Mini-Splits","IVXH241A",9,25000,14800]
[202839659,null,"MIRAGE","HRCU-A-CB-O","OVXH241B","Mini-Splits","IVXH241B",9.5,24000,14400]
[202703128,null,"MIRAGE","HRCU-A-CB-O","OVXH241B","Mini-Splits","OVXH241B",9.5,24000,14400]
[10227708,null,"MIRAGE","HRCU-A-CB-O","OVXH301A","Mini-Splits","IVXH301A",9.6,30000,19000]
[202839668,null,"MIRAGE","HRCU-A-CB-O","OVXH301A","Mini-Splits","IVXH301A",9.6,30000,19000]
[10227709,null,"MIRAGE","HRCU-A-CB-O","OVXH361A","Mini-Splits","IVXH361A",10,36000,21400]
[202839667,null,"MIRAGE","HRCU-A-CB-O","OVXH361A","Mini-Splits","IVXH361A",10,36000,21400]
[202833121,null,"MITS AIR","HRCU-A-CB-O","MOB30-12HFN1-MS0W ","Mini-Splits","MSABB-12HRFN1-MS0W",9.5,12000,6800]
[202833120,null,"MITS AIR","HRCU-A-CB-O","MOD30-30HFN1-MR0W","Mini-Splits","MSABF-30HRFN1-MR0W",9.6,30000,19000]
[205299947,null,"MITS AIR","HRCU-A-CB","MOD30U-36HFN1-M-[X]","Mini-Splits","MVB-36HWFN1-M",10.4,39000,25000]
[205299946,null,"MITS AIR","HRCU-A-CB","MOD31-24HFN1-MT0W","Mini-Splits","MVB-24HWFN1-M",10.4,26000,17000]
[205299948,null,"MITS AIR","HRCU-A-CB","MOE30U-48HFN1-M-[X]","Mini-Splits","MVB-48HWFN1-M",9.5,55000,36000]
[201754416,null,"Mitsubishi Electric","HRCU-A-CB-O","MUFZ-KJ09NAHZ","Mini-Splits","MFZ-KJ09NA",13,11000,7500,"Yes"]
[204629572,null,"Mitsubishi Electric","HRCU-A-CB-O","MUFZ-KJ09NAHZ***","Mini-Splits","NAXFKS09A112A*",13,11000,7500]
[204629177,null,"Mitsubishi Electric","HRCU-A-CB-O","MUFZ-KJ09NAHZ***","Mini-Splits","NTXFKS09A112A*",13,11000,7500]
[201754291,null,"Mitsubishi Electric","HRCU-A-CB-O","MUFZ-KJ12NAHZ","Mini-Splits","MFZ-KJ12NA",12,13000,8800,"Yes"]
[204629573,null,"Mitsubishi Electric","HRCU-A-CB-O","MUFZ-KJ12NAHZ***","Mini-Splits","NAXFKS12A112A*",12,13000,8800]
[204629178,null,"Mitsubishi Electric","HRCU-A-CB-O","MUFZ-KJ12NAHZ***","Mini-Splits","NTXFKS12A112A*",12,13000,8800]
[201754292,null,"Mitsubishi Electric","HRCU-A-CB-O","MUFZ-KJ15NAHZ","Mini-Splits","MFZ-KJ15NA",11.6,18000,12000,"Yes"]
[204629574,null,"Mitsubishi Electric","HRCU-A-CB-O","MUFZ-KJ15NAHZ***","Mini-Splits","NAXFKS15A112A*",11.6,18000,12000]
[204629179,null,"Mitsubishi Electric","HRCU-A-CB-O","MUFZ-KJ15NAHZ***","Mini-Splits","NTXFKS15A112A*",11.6,18000,12000]
[201754293,null,"Mitsubishi Electric","HRCU-A-CB-O","MUFZ-KJ18NAHZ","Mini-Splits","MFZ-KJ18NA",11.3,21000,12800,"Yes"]
[204629575,null,"Mitsubishi Electric","HRCU-A-CB-O","MUFZ-KJ18NAHZ***","Mini-Splits","NAXFKS18A112A*",11.3,21000,12800]
[204629180,null,"Mitsubishi Electric","HRCU-A-CB-O","MUFZ-KJ18NAHZ***","Mini-Splits","NTXFKS18A112A*",11.3,21000,12800]
[201754425,null,"Mitsubishi Electric","HRCU-A-CB-O","MUZ-FE09NAH","Mini-Splits","MSZ-FE09NA**",10,10900,6700,"Yes"]
[201754295,null,"Mitsubishi Electric","HRCU-A-CB-O","MUZ-FE12NAH","Mini-Splits","MSZ-FE12NA**",10.1,13600,7800,"Yes"]
[201754426,null,"Mitsubishi Electric","HRCU-A-CB-O","MUZ-FH06NA","Mini-Splits","MSZ-FH06NA**",13.5,8700,5900,"Yes"]
[204629565,null,"Mitsubishi Electric","HRCU-A-CB-O","MUZ-FH06NA","Mini-Splits","NAXWPH06A112A*",13.5,8700,5900]
[204629558,null,"Mitsubishi Electric","HRCU-A-CB-O","MUZ-FH06NA","Mini-Splits","NTXWPH06A112A*",13.5,8700,5900]
[201754427,null,"Mitsubishi Electric","HRCU-A-CB-O","MUZ-FH06NAH","Mini-Splits","MSZ-FH06NA**",12.5,8700,5900,"Yes"]
[204629570,null,"Mitsubishi Electric","HRCU-A-CB-O","MUZ-FH06NAH","Mini-Splits","NAXWPH06A112A*",12.5,8700,5900]
[204629563,null,"Mitsubishi Electric","HRCU-A-CB-O","MUZ-FH06NAH","Mini-Splits","NTXWPH06A112A*",12.5,8700,5900]
[201754296,null,"Mitsubishi Electric","HRCU-A-CB-O","MUZ-FH09NA","Mini-Splits","MSZ-FH09NA",13.5,10900,6700,"Yes"]
[204629566,null,"Mitsubishi Electric","HRCU-A-CB-O","MUZ-FH09NA","Mini-Splits","NAXWPH09A112A*",13.5,10900,6700]
[204629559,null,"Mitsubishi Electric","HRCU-A-CB-O","MUZ-FH09NA","Mini-Splits","NTXWPH09A112A*",13.5,10900,6700]
[201754297,null,"Mitsubishi Electric","HRCU-A-CB-O","MUZ-FH09NAH","Mini-Splits","MSZ-FH09NA**",12.5,10900,6700,"Yes"]
[204629219,null,"Mitsubishi Electric","HRCU-A-CB-O","MUZ-FH09NAH","Mini-Splits","NAXWPH09A112A*",12.5,10900,6700]
[204629174,null,"Mitsubishi Electric","HRCU-A-CB-O","MUZ-FH09NAH","Mini-Splits","NTXWPH09A112A*",12.5,10900,6700]
[201754298,null,"Mitsubishi Electric","HRCU-A-CB-O","MUZ-FH12NA","Mini-Splits","MSZ-FH12NA",12.5,13600,8100,"Yes"]
[204629567,null,"Mitsubishi Electric","HRCU-A-CB-O","MUZ-FH12NA","Mini-Splits","NAXWPH12A112A*",12.5,13600,8100]
[204629560,null,"Mitsubishi Electric","HRCU-A-CB-O","MUZ-FH12NA","Mini-Splits","NTXWPH12A112A*",12.5,13600,8100]
[201754299,null,"Mitsubishi Electric","HRCU-A-CB-O","MUZ-FH12NAH","Mini-Splits","MSZ-FH12NA**",11.5,13600,8100,"Yes"]
[204629220,null,"Mitsubishi Electric","HRCU-A-CB-O","MUZ-FH12NAH","Mini-Splits","NAXWPH12A112A*",11.5,13600,8100]
[204629175,null,"Mitsubishi Electric","HRCU-A-CB-O","MUZ-FH12NAH","Mini-Splits","NTXWPH12A112A*",11.5,13600,8100]
[201754300,null,"Mitsubishi Electric","HRCU-A-CB-O","MUZ-FH15NA","Mini-Splits","MSZ-FH15NA",12,18000,11000,"Yes"]
[204629568,null,"Mitsubishi Electric","HRCU-A-CB-O","MUZ-FH15NA","Mini-Splits","NAXWPH15A112A*",12,18000,11000]
[204629561,null,"Mitsubishi Electric","HRCU-A-CB-O","MUZ-FH15NA","Mini-Splits","NTXWPH15A112A*",12,18000,11000]
[201754301,null,"Mitsubishi Electric","HRCU-A-CB-O","MUZ-FH15NAH","Mini-Splits","MSZ-FH15NA**",11,18000,11000,"Yes"]
[204629221,null,"Mitsubishi Electric","HRCU-A-CB-O","MUZ-FH15NAH","Mini-Splits","NAXWPH15A112A*",11,18000,11000]
[204629176,null,"Mitsubishi Electric","HRCU-A-CB-O","MUZ-FH15NAH","Mini-Splits","NTXWPH15A112A*",11,18000,11000]
[201754302,null,"Mitsubishi Electric","HRCU-A-CB-O","MUZ-FH18NA2","Mini-Splits","MSZ-FH18NA**",12,20200,13700,"Yes"]
[204629569,null,"Mitsubishi Electric","HRCU-A-CB-O","MUZ-FH18NA2","Mini-Splits","NAXWPH18A112A*",12,20200,13700]
[204629562,null,"Mitsubishi Electric","HRCU-A-CB-O","MUZ-FH18NA2","Mini-Splits","NTXWPH18A112A*",12,20200,13700]
[201754303,null,"Mitsubishi Electric","HRCU-A-CB-O","MUZ-FH18NAH2","Mini-Splits","MSZ-FH18NA**",11,20200,13700,"Yes"]
[204629571,null,"Mitsubishi Electric","HRCU-A-CB-O","MUZ-FH18NAH2","Mini-Splits","NAXWPH18A112A*",11,20200,13700]
[204629564,null,"Mitsubishi Electric","HRCU-A-CB-O","MUZ-FH18NAH2","Mini-Splits","NTXWPH18A112A*",11,20200,13700]
[201755012,null,"Mitsubishi Electric","HRCU-A-CB-O","MUZ-GE09NA2","Mini-Splits","MSZ-GE09NA",11,10900,6600]
[201754646,null,"Mitsubishi Electric","HRCU-A-CB-O","MUZ-GE09NAH2","Mini-Splits","MSZ-GE09NA",10.1,10900,6600]
[201754304,null,"Mitsubishi Electric","HRCU-A-CB-O","MUZ-GE12NA2","Mini-Splits","MSZ-GE12NA",11.4,14400,8800]
[201754305,null,"Mitsubishi Electric","HRCU-A-CB-O","MUZ-GE12NAH2","Mini-Splits","MSZ-GE12NA",10.8,14400,8800]
[201754306,null,"Mitsubishi Electric","HRCU-A-CB-O","MUZ-GE15NA-1","Mini-Splits","MSZ-GE15NA",10,18000,11300]
[201754307,null,"Mitsubishi Electric","HRCU-A-CB-O","MUZ-GE15NA2","Mini-Splits","MSZ-GE15NA",11.2,18000,11300]
[201754308,null,"Mitsubishi Electric","HRCU-A-CB-O","MUZ-GE15NAH2","Mini-Splits","MSZ-GE15NA",10.8,18000,11300]
[201754428,null,"Mitsubishi Electric","HRCU-A-CB-O","MUZ-GE18NA-1","Mini-Splits","MSZ-GE18NA",10,21600,13400]
[201754429,null,"Mitsubishi Electric","HRCU-A-CB-O","MUZ-GE18NAH","Mini-Splits","MSZ-GE18NA",9.5,21600,13400]
[201754309,null,"Mitsubishi Electric","HRCU-A-CB-O","MUZ-GE24NA","Mini-Splits","MSZ-GE24NA",10,27600,16000]
[202680594,null,"Mitsubishi Electric","HRCU-A-CB-O","MUZ-GL09NA***","Mini-Splits","MSZ-GL09NA***",12.8,10900,6700,"Yes"]
[204629222,null,"Mitsubishi Electric","HRCU-A-CB-O","MUZ-GL09NA***","Mini-Splits","NAXWST09A112A*",12.8,10900,6700]
[204629181,null,"Mitsubishi Electric","HRCU-A-CB-O","MUZ-GL09NA***","Mini-Splits","NTXWST09A112A*",12.8,10900,6700]
[202680597,null,"Mitsubishi Electric","HRCU-A-CB-O","MUZ-GL09NAH***","Mini-Splits","MSZ-GL09NA***",11.8,10900,6700,"Yes"]
[201849577,null,"Mitsubishi Electric","HRCU-A-CB-O","MUZ-GL09NAH-U1","Mini-Splits","MSZ-GL09NA-U1",11.8,10900,6700,"Yes"]
[201836070,null,"Mitsubishi Electric","HRCU-A-CB-O","MUZ-GL09NAH-U8","Mini-Splits","MSZ-GL09NA-U1",12.8,10900,7000]
[201754648,null,"Mitsubishi Electric","HRCU-A-CB-O","MUZ-GL09NA-U1","Mini-Splits","MSZ-GL09NA-U1",12.8,10900,6700,"Yes"]
[201835849,null,"Mitsubishi Electric","HRCU-A-CB-O","MUZ-GL09NA-U8","Mini-Splits","MSZ-GL09NA-U1",12.8,10900,7000]
[202680595,null,"Mitsubishi Electric","HRCU-A-CB-O","MUZ-GL12NA***","Mini-Splits","MSZ-GL12NA***",12.5,14400,9200,"Yes"]
[204629223,null,"Mitsubishi Electric","HRCU-A-CB-O","MUZ-GL12NA***","Mini-Splits","NAXWST12A112A*",12.5,14400,9200]
[204629182,null,"Mitsubishi Electric","HRCU-A-CB-O","MUZ-GL12NA***","Mini-Splits","NTXWST12A112A*",12.5,14400,9200]
[202680598,null,"Mitsubishi Electric","HRCU-A-CB-O","MUZ-GL12NAH***","Mini-Splits","MSZ-GL12NA***",11.5,14400,9200,"Yes"]
[201754310,null,"Mitsubishi Electric","HRCU-A-CB-O","MUZ-GL12NAH-U1","Mini-Splits","MSZ-GL12NA-U1",11.5,14400,9200,"Yes"]
[201754311,null,"Mitsubishi Electric","HRCU-A-CB-O","MUZ-GL12NA-U1","Mini-Splits","MSZ-GL12NA-U1",12.5,14400,9200,"Yes"]
[202680596,null,"Mitsubishi Electric","HRCU-A-CB-O","MUZ-GL15NA***","Mini-Splits","MSZ-GL15NA***",11.7,18000,12100]
[204629224,null,"Mitsubishi Electric","HRCU-A-CB-O","MUZ-GL15NA***","Mini-Splits","NAXWST15A112A*",11.7,18000,12100]
[204629183,null,"Mitsubishi Electric","HRCU-A-CB-O","MUZ-GL15NA***","Mini-Splits","NTXWST15A112A*",11.7,18000,12100]
[202680599,null,"Mitsubishi Electric","HRCU-A-CB-O","MUZ-GL15NAH***","Mini-Splits","MSZ-GL15NA***",10.8,18000,12100]
[201754312,null,"Mitsubishi Electric","HRCU-A-CB-O","MUZ-GL15NAH-U1","Mini-Splits","MSZ-GL15NA-U1",10.8,18000,12100,"Yes"]
[201754313,null,"Mitsubishi Electric","HRCU-A-CB-O","MUZ-GL15NA-U1","Mini-Splits","MSZ-GL15NA-U1",11.7,18000,12100,"Yes"]
[204629576,null,"Mitsubishi Electric","HRCU-A-CB-O","MUZ-GL18NA***","Mini-Splits","NAXWST18A112A*",11.2,21600,13800]
[204629184,null,"Mitsubishi Electric","HRCU-A-CB-O","MUZ-GL18NA***","Mini-Splits","NTXWST18A112A*",11.2,21600,13800]
[201754314,null,"Mitsubishi Electric","HRCU-A-CB-O","MUZ-GL18NAH-U1","Mini-Splits","MSZ-GL18NA-U1",10.199999999999999,21600,13800,"Yes"]
[201754315,null,"Mitsubishi Electric","HRCU-A-CB-O","MUZ-GL18NA-U1","Mini-Splits","MSZ-GL18NA-U1",11.2,21600,13800,"Yes"]
[204629225,null,"Mitsubishi Electric","HRCU-A-CB-O","MUZ-GL24NA***","Mini-Splits","NAXWST24A112A*",10,27600,16000]
[204629185,null,"Mitsubishi Electric","HRCU-A-CB-O","MUZ-GL24NA***","Mini-Splits","NTXWST24A112A*",10,27600,16000]
[201755029,null,"Mitsubishi Electric","HRCU-A-CB-O","MUZ-GL24NAH***","Mini-Splits","MSZ-GL24NA***",10,27600,16000,"Yes"]
[201754316,null,"Mitsubishi Electric","HRCU-A-CB-O","MUZ-GL24NA-U1","Mini-Splits","MSZ-GL24NA-U1",10,27600,16000,"Yes"]
[202490340,null,"Mitsubishi Electric","HRCU-A-CB-O","MUZ-GL24NA-U2","Mini-Splits","MSZ-GL24NA-U1",10,27600,16000,"Yes"]
[202680600,null,"Mitsubishi Electric","HRCU-A-CB-O","MUZ-HM09NA***","Mini-Splits","MSZ-HM09NA***",10,10900,6700]
[204629226,null,"Mitsubishi Electric","HRCU-A-CB-O","MUZ-HM09NA***","Mini-Splits","NAXWMT09A112A*",10,10900,6700]
[204629186,null,"Mitsubishi Electric","HRCU-A-CB-O","MUZ-HM09NA***","Mini-Splits","NTXWMT09A112A*",10,10900,6700]
[202680604,null,"Mitsubishi Electric","HRCU-A-CB-O","MUZ-HM09NAH***","Mini-Splits","MSZ-HM09NA***",9,10900,6700]
[201754645,null,"Mitsubishi Electric","HRCU-A-CB-O","MUZ-HM09NA-U1","Mini-Splits","MSZ-HM09NA-U1",10,10900,6700,"Yes"]
[202680601,null,"Mitsubishi Electric","HRCU-A-CB-O","MUZ-HM12NA***","Mini-Splits","MSZ-HM12NA***",10,12200,7600]
[204629227,null,"Mitsubishi Electric","HRCU-A-CB-O","MUZ-HM12NA***","Mini-Splits","NAXWMT12A112A*",10,12200,7600]
[204629187,null,"Mitsubishi Electric","HRCU-A-CB-O","MUZ-HM12NA***","Mini-Splits","NTXWMT12A112A*",10,12200,7600]
[202680605,null,"Mitsubishi Electric","HRCU-A-CB-O","MUZ-HM12NAH***","Mini-Splits","MSZ-HM12NA***",9,12200,7600]
[201754431,null,"Mitsubishi Electric","HRCU-A-CB-O","MUZ-HM12NA-U1","Mini-Splits","MSZ-HM12NA-U1",10,12200,7600,"Yes"]
[202680602,null,"Mitsubishi Electric","HRCU-A-CB-O","MUZ-HM15NA***","Mini-Splits","MSZ-HM15NA***",10,18000,11500]
[204629228,null,"Mitsubishi Electric","HRCU-A-CB-O","MUZ-HM15NA***","Mini-Splits","NAXWMT15A112A*",10,18000,11500]
[204629188,null,"Mitsubishi Electric","HRCU-A-CB-O","MUZ-HM15NA***","Mini-Splits","NTXWMT15A112A*",10,18000,11500]
[202680606,null,"Mitsubishi Electric","HRCU-A-CB-O","MUZ-HM15NAH***","Mini-Splits","MSZ-HM15NA***",9,18000,11500]
[201754434,null,"Mitsubishi Electric","HRCU-A-CB-O","MUZ-HM15NA-U1","Mini-Splits","MSZ-HM15NA-U1",10,18000,11500,"Yes"]
[202680603,null,"Mitsubishi Electric","HRCU-A-CB-O","MUZ-HM18NA***","Mini-Splits","MSZ-HM18NA***",10,18000,11500]
[204629229,null,"Mitsubishi Electric","HRCU-A-CB-O","MUZ-HM18NA***","Mini-Splits","NAXWMT18A112A*",10,18000,11500]
[204629189,null,"Mitsubishi Electric","HRCU-A-CB-O","MUZ-HM18NA***","Mini-Splits","NTXWMT18A112A*",10,18000,11500]
[202680607,null,"Mitsubishi Electric","HRCU-A-CB-O","MUZ-HM18NAH***","Mini-Splits","MSZ-HM18NA***",9,18000,11500]
[201754436,null,"Mitsubishi Electric","HRCU-A-CB-O","MUZ-HM18NA-U1","Mini-Splits","MSZ-HM18NA-U1",10,18000,11500,"Yes"]
[201849505,null,"Mitsubishi Electric","HRCU-A-CB-O","MUZ-HM24NA***","Mini-Splits","MSZ-HM24NA-U1",10,26000,18500,"Yes"]
[204629553,null,"Mitsubishi Electric","HRCU-A-CB-O","MUZ-HM24NA***","Mini-Splits","NAXWMT24A112A*",10,26000,18500]
[204629552,null,"Mitsubishi Electric","HRCU-A-CB-O","MUZ-HM24NA***","Mini-Splits","NTXWMT24A112A*",10,26000,18500]
[202680608,null,"Mitsubishi Electric","HRCU-A-CB-O","MUZ-HM24NAH***","Mini-Splits","MSZ-HM24NA***",9,26000,18500]
[204629230,null,"Mitsubishi Electric","HRCU-A-CB-O","MUZ-JP09WA***","Mini-Splits","NAXWMT09A111A*",9,10900,6700]
[204629190,null,"Mitsubishi Electric","HRCU-A-CB-O","MUZ-JP09WA***","Mini-Splits","NTXWMT09A111A*",9,10900,6700]
[202397881,null,"Mitsubishi Electric","HRCU-A-CB-O","MUZ-JP09WA-U1","Mini-Splits","MSZ-JP09WA-U1",9,10900,6700]
[204629231,null,"Mitsubishi Electric","HRCU-A-CB-O","MUZ-JP12WA***","Mini-Splits","NAXWMT12A111A*",9,12200,7600]
[204629191,null,"Mitsubishi Electric","HRCU-A-CB-O","MUZ-JP12WA***","Mini-Splits","NTXWMT12A111A*",9,12200,7600]
[202397882,null,"Mitsubishi Electric","HRCU-A-CB-O","MUZ-JP12WA-U1","Mini-Splits","MSZ-JP12WA-U1",9,12200,7600]
[204629232,null,"Mitsubishi Electric","HRCU-A-CB-O","MUZ-WR09NA***","Mini-Splits","NAXWEL09A112A*",9,10900,6700]
[204629192,null,"Mitsubishi Electric","HRCU-A-CB-O","MUZ-WR09NA***","Mini-Splits","NTXWEL09A112A*",9,10900,6700]
[204452675,null,"Mitsubishi Electric","HRCU-A-CB-O","MUZ-WR09NA-U2","Mini-Splits","MSZ-WR09NA-U1",9,10900,6700]
[204629233,null,"Mitsubishi Electric","HRCU-A-CB-O","MUZ-WR12NA***","Mini-Splits","NAXWEL12A112A*",9,12200,7600]
[204629193,null,"Mitsubishi Electric","HRCU-A-CB-O","MUZ-WR12NA***","Mini-Splits","NTXWEL12A112A*",9,12200,7600]
[204452676,null,"Mitsubishi Electric","HRCU-A-CB-O","MUZ-WR12NA-U2","Mini-Splits","MSZ-WR12NA-U1",9,12200,7600]
[204629234,null,"Mitsubishi Electric","HRCU-A-CB-O","MUZ-WR18NA***","Mini-Splits","NAXWEL18A112A*",9,18000,11500]
[204629194,null,"Mitsubishi Electric","HRCU-A-CB-O","MUZ-WR18NA***","Mini-Splits","NTXWEL18A112A*",9,18000,11500]
[204452677,null,"Mitsubishi Electric","HRCU-A-CB-O","MUZ-WR18NA-U2","Mini-Splits","MSZ-WR18NA-U1",9,18000,11500]
[201754642,null,"Mitsubishi Electric","HMSV-A-CB-O","MXZ-2C20NA2","Non-Ducted Indoor Units","Multiple combinations, check manufacturer compatibility",10,22000,13500,"Yes"]
[201754643,null,"Mitsubishi Electric","HMSV-A-CB","MXZ-2C20NA2","Ducted Indoor Units","Multiple combinations, check manufacturer compatibility",9.3000000000000007,22000,12500,"Yes"]
[201755013,null,"Mitsubishi Electric","HRCU-A-CB","MXZ-2C20NA2","Mixed Ducted and Non-Ducted Indoor Units","Multiple combinations, check manufacturer compatibility",9.65,22000,13000,"Yes"]
[202732309,null,"Mitsubishi Electric","HMSV-A-CB","MXZ-2C20NAHZ2","Specific","MSZ-FH09NAMSZ-FH09NA",10.1,22000,13000,"Yes"]
[201754900,null,"Mitsubishi Electric","HMSV-A-CB","MXZ-2C20NAHZ2","Ducted Indoor Units","Multiple combinations, check manufacturer compatibility",9.5,22000,13700,"Yes"]
[201754925,null,"Mitsubishi Electric","HMSV-A-CB-O","MXZ-2C20NAHZ2","Non-Ducted Indoor Units","Multiple combinations, check manufacturer compatibility",9.8000000000000007,22000,13700]
[201755014,null,"Mitsubishi Electric","HRCU-A-CB","MXZ-2C20NAHZ2","Mixed Ducted and Non-Ducted Indoor Units","Multiple combinations, check manufacturer compatibility",9.65,22000,13700,"Yes"]
[201754902,null,"Mitsubishi Electric","HMSV-A-CB-O","MXZ-3C24NA2","Non-Ducted Indoor Units","Multiple combinations, check manufacturer compatibility",9.8000000000000007,25000,14000]
[201754903,null,"Mitsubishi Electric","HMSV-A-CB","MXZ-3C24NA2","Ducted Indoor Units","Multiple combinations, check manufacturer compatibility",9.1999999999999993,24600,14000,"Yes"]
[201755015,null,"Mitsubishi Electric","HRCU-A-CB","MXZ-3C24NA2","Mixed Ducted and Non-Ducted Indoor Units","Multiple combinations, check manufacturer compatibility",9.5,24800,14000,"Yes"]
[201754904,null,"Mitsubishi Electric","HMSV-A-CB-O","MXZ-3C24NAHZ2","Non-Ducted Indoor Units","Multiple combinations, check manufacturer compatibility",10,25000,14000,"Yes"]
[201754906,null,"Mitsubishi Electric","HMSV-A-CB","MXZ-3C24NAHZ2","Ducted Indoor Units","Multiple combinations, check manufacturer compatibility",9,24600,14000,"Yes"]
[201755016,null,"Mitsubishi Electric","HRCU-A-CB","MXZ-3C24NAHZ2","Mixed Ducted and Non-Ducted Indoor Units","Multiple combinations, check manufacturer compatibility",9.5,24800,14000,"Yes"]
[201755017,null,"Mitsubishi Electric","HRCU-A-CB","MXZ-3C30NA2","Mixed Ducted and Non-Ducted Indoor Units","Multiple combinations, check manufacturer compatibility",10.1,28000,15550,"Yes"]
[201755942,null,"Mitsubishi Electric","HMSV-A-CB-O","MXZ-3C30NA2","Non-Ducted Indoor Units","Multiple combinations, check manufacturer compatibility",10.6,28600,16000,"Yes"]
[201754907,null,"Mitsubishi Electric","HMSV-A-CB","MXZ-3C30NA2","Ducted Indoor Units","Multiple combinations, check manufacturer compatibility",9.6,27600,15100,"Yes"]
[201755018,null,"Mitsubishi Electric","HRCU-A-CB","MXZ-3C30NAHZ2","Mixed Ducted and Non-Ducted Indoor Units","Multiple combinations, check manufacturer compatibility",10.4,28000,17250]
[201754908,null,"Mitsubishi Electric","HMSV-A-CB-O","MXZ-3C30NAHZ2","Non-Ducted Indoor Units","Multiple combinations, check manufacturer compatibility",11,28600,18000,"Yes"]
[201754909,null,"Mitsubishi Electric","HMSV-A-CB","MXZ-3C30NAHZ2","Ducted Indoor Units","Multiple combinations, check manufacturer compatibility",9.8000000000000007,27600,16500]
[201755019,null,"Mitsubishi Electric","HRCU-A-CB","MXZ-4C36NA2","Mixed Ducted and Non-Ducted Indoor Units","Multiple combinations, check manufacturer compatibility",10.4,35200,21200,"Yes"]
[201754910,null,"Mitsubishi Electric","HMSV-A-CB","MXZ-4C36NA2","Ducted Indoor Units","Multiple combinations, check manufacturer compatibility",9.8000000000000007,34400,20200,"Yes"]
[201755943,null,"Mitsubishi Electric","HMSV-A-CB-O","MXZ-4C36NA2","Non-Ducted Indoor Units","Multiple combinations, check manufacturer compatibility",11,36000,22200,"Yes"]
[201755020,null,"Mitsubishi Electric","HRCU-A-CB","MXZ-4C36NAHZ","Mixed Ducted and Non-Ducted Indoor Units","Multiple combinations, check manufacturer compatibility",10.7,45000,35000,"Yes"]
[201754911,null,"Mitsubishi Electric","HMSV-A-CB-O","MXZ-4C36NAHZ","Non-Ducted Indoor Units","Multiple combinations, check manufacturer compatibility",11.3,45000,34000,"Yes"]
[201754912,null,"Mitsubishi Electric","HMSV-A-CB","MXZ-4C36NAHZ","Ducted Indoor Units","Multiple combinations, check manufacturer compatibility",10.1,45000,36000,"Yes"]
[204926512,null,"Mitsubishi Electric","HMSV-A-CB","MXZ-4C36NAHZ2","Mixed Ducted and Non-Ducted Indoor Units","Multiple combinations, check manufacturer compatibility",11.15,45000,32000]
[204834292,null,"Mitsubishi Electric","HMSV-A-CB-O","MXZ-4C36NAHZ2","Non-Ducted Indoor Units","Multiple combinations, check manufacturer compatibility",11.3,45000,30000]
[204834293,null,"Mitsubishi Electric","HMSV-A-CB","MXZ-4C36NAHZ2","Ducted Indoor Units","Multiple combinations, check manufacturer compatibility",11,45000,34000]
[201755021,null,"Mitsubishi Electric","HRCU-A-CB","MXZ-5C42NA2","Mixed Ducted and Non-Ducted Indoor Units","Multiple combinations, check manufacturer compatibility",9.6999999999999993,43000,23700]
[201754913,null,"Mitsubishi Electric","HMSV-A-CB-O","MXZ-5C42NA2","Non-Ducted Indoor Units","Multiple combinations, check manufacturer compatibility",10.3,45000,24400]
[201754914,null,"Mitsubishi Electric","HMSV-A-CB","MXZ-5C42NA2","Ducted Indoor Units","Multiple combinations, check manufacturer compatibility",9.1,41000,23000]
[201754441,null,"Mitsubishi Electric","HMSV-A-CB","MXZ-5C42NAHZ","Ducted Indoor Units","Multiple combinations, check manufacturer compatibility",10.1,48000,36600,"Yes"]
[201755022,null,"Mitsubishi Electric","HRCU-A-CB","MXZ-5C42NAHZ","Mixed Ducted and Non-Ducted Indoor Units","Multiple combinations, check manufacturer compatibility",10.55,48000,36200,"Yes"]
[201754926,null,"Mitsubishi Electric","HMSV-A-CB-O","MXZ-5C42NAHZ","Non-Ducted Indoor Units","Multiple combinations, check manufacturer compatibility",11,48000,35800,"Yes"]
[204926514,null,"Mitsubishi Electric","HMSV-A-CB","MXZ-5C42NAHZ2","Mixed Ducted and Non-Ducted Indoor Units","Multiple combinations, check manufacturer compatibility",10.8,48000,34000]
[204834266,null,"Mitsubishi Electric","HMSV-A-CB","MXZ-5C42NAHZ2","Ducted Indoor Units","Multiple combinations, check manufacturer compatibility",10.6,48000,36000]
[204834294,null,"Mitsubishi Electric","HMSV-A-CB-O","MXZ-5C42NAHZ2","Non-Ducted Indoor Units","Multiple combinations, check manufacturer compatibility",11,48000,32000]
[201754442,null,"Mitsubishi Electric","HMSV-A-CB-O","MXZ-8C48NA","Non-Ducted Indoor Units","Multiple combinations, check manufacturer compatibility",11.4,54000,33000,"Yes"]
[201754443,null,"Mitsubishi Electric","HMSV-A-CB","MXZ-8C48NA","Ducted Indoor Units","Multiple combinations, check manufacturer compatibility",10.1,54000,35000]
[201755023,null,"Mitsubishi Electric","HRCU-A-CB","MXZ-8C48NA","Mixed Ducted and Non-Ducted Indoor Units","Multiple combinations, check manufacturer compatibility",10.75,54000,34000,"Yes"]
[204834264,null,"Mitsubishi Electric","HMSV-A-CB-O","MXZ-8C48NA2","Non-Ducted Indoor Units","Multiple combinations, check manufacturer compatibility",11.5,54000,33000]
[204834265,null,"Mitsubishi Electric","HMSV-A-CB","MXZ-8C48NA2","Ducted Indoor Units","Multiple combinations, check manufacturer compatibility",10.1,54000,33000]
[204926515,null,"Mitsubishi Electric","HMSV-A-CB","MXZ-8C48NA2","Mixed Ducted and Non-Ducted Indoor Units","Multiple combinations, check manufacturer compatibility",10.8,54000,33000]
[201754635,null,"Mitsubishi Electric","HMSV-A-CB-O","MXZ-8C48NAHZ","Non-Ducted Indoor Units","Multiple combinations, check manufacturer compatibility",11,54000,40000,"Yes"]
[201754636,null,"Mitsubishi Electric","HMSV-A-CB","MXZ-8C48NAHZ","Ducted Indoor Units","Multiple combinations, check manufacturer compatibility",10,54000,43000]
[201755024,null,"Mitsubishi Electric","HRCU-A-CB","MXZ-8C48NAHZ","Mixed Ducted and Non-Ducted Indoor Units","Multiple combinations, check manufacturer compatibility",10.5,54000,41500,"Yes"]
[204926517,null,"Mitsubishi Electric","HMSV-A-CB","MXZ-8C48NAHZ2","Mixed Ducted and Non-Ducted Indoor Units","Multiple combinations, check manufacturer compatibility",10.8,54000,38000]
[204834267,null,"Mitsubishi Electric","HMSV-A-CB-O","MXZ-8C48NAHZ2","Non-Ducted Indoor Units","Multiple combinations, check manufacturer compatibility",11.5,54000,38000]
[204834268,null,"Mitsubishi Electric","HMSV-A-CB","MXZ-8C48NAHZ2","Ducted Indoor Units","Multiple combinations, check manufacturer compatibility",10.1,54000,38000]
[204926518,null,"Mitsubishi Electric","HMSV-A-CB","MXZ-8C60NA2","Mixed Ducted and Non-Ducted Indoor Units","Multiple combinations, check manufacturer compatibility",10.7,66000,41000]
[204834269,null,"Mitsubishi Electric","HMSV-A-CB","MXZ-8C60NA2","Ducted Indoor Units","Multiple combinations, check manufacturer compatibility",10.7,66000,40500]
[204834295,null,"Mitsubishi Electric","HMSV-A-CB-O","MXZ-8C60NA2","Non-Ducted Indoor Units","Multiple combinations, check manufacturer compatibility",10.7,66000,41500]
[201754637,null,"Mitsubishi Electric","HMSV-A-CB-O","MXZ-8C60NA-U*","Non-Ducted Indoor Units","Multiple combinations, check manufacturer compatibility",10.5,65000,41500,"Yes"]
[201754638,null,"Mitsubishi Electric","HMSV-A-CB","MXZ-8C60NA-U*","Ducted Indoor Units","Multiple combinations, check manufacturer compatibility",10,65000,40500]
[201755025,null,"Mitsubishi Electric","HRCU-A-CB","MXZ-8C60NA-U*","Mixed Ducted and Non-Ducted Indoor Units","Multiple combinations, check manufacturer compatibility",10.25,65000,41000]
[204629366,null,"Mitsubishi Electric","HRCU-A-CB-O","NAXSEL09A112A*","Mini-Splits","MSZ-WR09NA***",9,10900,6700]
[204629406,null,"Mitsubishi Electric","HRCU-A-CB-O","NAXSEL09A112A*","Mini-Splits","NTXWEL09A112A*",9,10900,6700]
[204629367,null,"Mitsubishi Electric","HRCU-A-CB-O","NAXSEL12A112A*","Mini-Splits","MSZ-WR12NA***",9,12200,7600]
[204629407,null,"Mitsubishi Electric","HRCU-A-CB-O","NAXSEL12A112A*","Mini-Splits","NTXWEL12A112A*",9,12200,7600]
[204629368,null,"Mitsubishi Electric","HRCU-A-CB-O","NAXSEL18A112A*","Mini-Splits","MSZ-WR18NA***",9,18000,11500]
[204629408,null,"Mitsubishi Electric","HRCU-A-CB-O","NAXSEL18A112A*","Mini-Splits","NTXWEL18A112A*",9,18000,11500]
[204629370,null,"Mitsubishi Electric","HRCU-A-CB-O","NAXSKS09A112A*","Mini-Splits","MLZ-KP09NA",13.3,12000,7700]
[204629413,null,"Mitsubishi Electric","HRCU-A-CB-O","NAXSKS09A112A*","Mini-Splits","NTXCKS09A112A*",12.2,11000,6900]
[204629417,null,"Mitsubishi Electric","HRCU-A-CB","NAXSKS09A112A*","Mini-Splits","NTXDKS09A112A*",11,12000,7600]
[204629410,null,"Mitsubishi Electric","HRCU-A-CB-O","NAXSKS09A112A*","Mini-Splits","NTXUKS09A112A*",13.3,12000,7700]
[204629381,null,"Mitsubishi Electric","HRCU-A-CB","NAXSKS09A112A*","Mini-Splits","PEAD-A09AA7",12.6,12000,7600]
[204629377,null,"Mitsubishi Electric","HRCU-A-CB","NAXSKS09A112A*","Mini-Splits","SEZ-KD09NA4R1.TH",11,12000,7600]
[204629373,null,"Mitsubishi Electric","HRCU-A-CB-O","NAXSKS09A112A*","Mini-Splits","SLZ-KF09NA.TH",12.2,11000,6900]
[204629371,null,"Mitsubishi Electric","HRCU-A-CB-O","NAXSKS12A112A*","Mini-Splits","MLZ-KP12NA",12.1,15400,9900]
[204629421,null,"Mitsubishi Electric","HRCU-A-CB","NAXSKS12A112A*","Mini-Splits","NTXAMT12A112A*",12.1,15000,9900]
[204629414,null,"Mitsubishi Electric","HRCU-A-CB-O","NAXSKS12A112A*","Mini-Splits","NTXCKS12A112A*",11.4,13000,8900]
[204629418,null,"Mitsubishi Electric","HRCU-A-CB","NAXSKS12A112A*","Mini-Splits","NTXDKS12A112A*",12.4,15000,10000]
[204629411,null,"Mitsubishi Electric","HRCU-A-CB-O","NAXSKS12A112A*","Mini-Splits","NTXUKS12A112A*",12.1,15400,9900]
[204629382,null,"Mitsubishi Electric","HRCU-A-CB","NAXSKS12A112A*","Mini-Splits","PEAD-A12AA7",13,15000,9900]
[204629378,null,"Mitsubishi Electric","HRCU-A-CB","NAXSKS12A112A*","Mini-Splits","SEZ-KD12NA4R1.TH",12.4,15000,10000]
[204629374,null,"Mitsubishi Electric","HRCU-A-CB-O","NAXSKS12A112A*","Mini-Splits","SLZ-KF12NA.TH",11.4,13000,8900]
[204629388,null,"Mitsubishi Electric","HRCU-A-CB","NAXSKS12A112A*","Mini-Splits","SVZ-KP12NA",12.1,15000,9900]
[204629415,null,"Mitsubishi Electric","HRCU-A-CB-O","NAXSKS15A112A*","Mini-Splits","NTXCKS15A112A*",11.2,18000,11900]
[204629419,null,"Mitsubishi Electric","HRCU-A-CB","NAXSKS15A112A*","Mini-Splits","NTXDKS15A112A*",11.4,18000,11700]
[204629383,null,"Mitsubishi Electric","HRCU-A-CB","NAXSKS15A112A*","Mini-Splits","PEAD-A15AA7",11.6,18000,11300]
[204629379,null,"Mitsubishi Electric","HRCU-A-CB","NAXSKS15A112A*","Mini-Splits","SEZ-KD15NA4R1.TH",11.4,18000,11700]
[204629375,null,"Mitsubishi Electric","HRCU-A-CB-O","NAXSKS15A112A*","Mini-Splits","SLZ-KF15NA.TH",11.2,18000,11900]
[204629372,null,"Mitsubishi Electric","HRCU-A-CB-O","NAXSKS18A112A*","Mini-Splits","MLZ-KP18NA",12.4,20000,13100]
[204629422,null,"Mitsubishi Electric","HRCU-A-CB","NAXSKS18A112A*","Mini-Splits","NTXAMT18A112A*",12.6,21600,14000]
[204629416,null,"Mitsubishi Electric","HRCU-A-CB-O","NAXSKS18A112A*","Mini-Splits","NTXCKS18A112A*",11.6,19700,12900]
[204629420,null,"Mitsubishi Electric","HRCU-A-CB","NAXSKS18A112A*","Mini-Splits","NTXDKS18A112A*",13.1,21600,13900]
[204629412,null,"Mitsubishi Electric","HRCU-A-CB-O","NAXSKS18A112A*","Mini-Splits","NTXUKS18A112A*",12.4,20000,13100]
[204629384,null,"Mitsubishi Electric","HRCU-A-CB","NAXSKS18A112A*","Mini-Splits","PEAD-A18AA7",12.9,21600,14000]
[204629380,null,"Mitsubishi Electric","HRCU-A-CB","NAXSKS18A112A*","Mini-Splits","SEZ-KD18NA4R1.TH",13.1,21600,13900]
[204629376,null,"Mitsubishi Electric","HRCU-A-CB-O","NAXSKS18A112A*","Mini-Splits","SLZ-KF18NA.TH",11.6,19700,12900]
[204629389,null,"Mitsubishi Electric","HRCU-A-CB","NAXSKS18A112A*","Mini-Splits","SVZ-KP18NA",12.6,21600,14000]
[204629423,null,"Mitsubishi Electric","HRCU-A-CB","NAXSKS24A112A*","Mini-Splits","NTXAMT24A112A*",10.4,25000,14600]
[204629385,null,"Mitsubishi Electric","HRCU-A-CB","NAXSKS24A112A*","Mini-Splits","PEAD-A24AA7",11.2,25000,15000]
[204629390,null,"Mitsubishi Electric","HRCU-A-CB","NAXSKS24A112A*","Mini-Splits","SVZ-KP24NA",10.4,25000,14600]
[204629424,null,"Mitsubishi Electric","HRCU-A-CB","NAXSKS30A112A*","Mini-Splits","NTXAMT30A112A*",13.6,30000,21400]
[204629386,null,"Mitsubishi Electric","HRCU-A-CB","NAXSKS30A112A*","Mini-Splits","PEAD-A30AA7",12.6,30000,22400]
[204629391,null,"Mitsubishi Electric","HRCU-A-CB","NAXSKS30A112A*","Mini-Splits","SVZ-KP30NA",13.6,30000,21400]
[204629425,null,"Mitsubishi Electric","HRCU-A-CB","NAXSKS36A112A*","Mini-Splits","NTXAMT36A112A*",11.7,33400,23200]
[204629387,null,"Mitsubishi Electric","HRCU-A-CB","NAXSKS36A112A*","Mini-Splits","PEAD-A36AA7",11.6,33400,23000]
[204629392,null,"Mitsubishi Electric","HRCU-A-CB","NAXSKS36A112A*","Mini-Splits","SVZ-KP36NA",11.7,33400,23200]
[204629364,null,"Mitsubishi Electric","HRCU-A-CB-O","NAXSMT09A111A*","Mini-Splits","MSZ-JP09WA***",9,10900,6700]
[204629404,null,"Mitsubishi Electric","HRCU-A-CB-O","NAXSMT09A111A*","Mini-Splits","NTXWMT09A111A*",9,10900,6700]
[204629360,null,"Mitsubishi Electric","HRCU-A-CB-O","NAXSMT09A112A*","Mini-Splits","MSZ-HM09NA***",10,10900,6700]
[204629400,null,"Mitsubishi Electric","HRCU-A-CB-O","NAXSMT09A112A*","Mini-Splits","NTXWMT09A112A*",10,10900,6700]
[204629365,null,"Mitsubishi Electric","HRCU-A-CB-O","NAXSMT12A111A*","Mini-Splits","MSZ-JP12WA***",9,12200,7600]
[204629405,null,"Mitsubishi Electric","HRCU-A-CB-O","NAXSMT12A111A*","Mini-Splits","NTXWMT12A111A*",9,12200,7600]
[204629361,null,"Mitsubishi Electric","HRCU-A-CB-O","NAXSMT12A112A*","Mini-Splits","MSZ-HM12NA***",10,12200,7600]
[204629401,null,"Mitsubishi Electric","HRCU-A-CB-O","NAXSMT12A112A*","Mini-Splits","NTXWMT12A112A*",10,12200,7600]
[204629362,null,"Mitsubishi Electric","HRCU-A-CB-O","NAXSMT15A112A*","Mini-Splits","MSZ-HM15NA***",10,18000,11500]
[204629402,null,"Mitsubishi Electric","HRCU-A-CB-O","NAXSMT15A112A*","Mini-Splits","NTXWMT15A112A*",10,18000,11500]
[204629363,null,"Mitsubishi Electric","HRCU-A-CB-O","NAXSMT18A112A*","Mini-Splits","MSZ-HM18NA***",10,18000,11500]
[204629403,null,"Mitsubishi Electric","HRCU-A-CB-O","NAXSMT18A112A*","Mini-Splits","NTXWMT18A112A*",10,18000,11500]
[204629556,null,"Mitsubishi Electric","HRCU-A-CB-O","NAXSMT24A112A*","Mini-Splits","MSZ-HM24NA***",10,26000,18500]
[204629557,null,"Mitsubishi Electric","HRCU-A-CB-O","NAXSMT24A112A*","Mini-Splits","NTXWMT24A112A*",10,26000,18500]
[204629344,null,"Mitsubishi Electric","HRCU-A-CB-O","NAXSPB06A112A*","Mini-Splits","MSZ-FH06NA",12.5,8700,5900]
[204629596,null,"Mitsubishi Electric","HRCU-A-CB-O","NAXSPB06A112A*","Mini-Splits","NTXWPH06A112A*",12.5,8700,5900]
[204629345,null,"Mitsubishi Electric","HRCU-A-CB-O","NAXSPB09A112A*","Mini-Splits","MSZ-FH09NA",12.5,10900,6700]
[204629393,null,"Mitsubishi Electric","HRCU-A-CB-O","NAXSPB09A112A*","Mini-Splits","NTXWPH09A112A*",12.5,10900,6700]
[204629346,null,"Mitsubishi Electric","HRCU-A-CB-O","NAXSPB12A112A*","Mini-Splits","MSZ-FH12NA",11.5,13600,8100]
[204629394,null,"Mitsubishi Electric","HRCU-A-CB-O","NAXSPB12A112A*","Mini-Splits","NTXWPH12A112A*",11.5,13600,8100]
[204629347,null,"Mitsubishi Electric","HRCU-A-CB-O","NAXSPB15A112A*","Mini-Splits","MSZ-FH15NA",11,18000,11000]
[204629395,null,"Mitsubishi Electric","HRCU-A-CB-O","NAXSPB15A112A*","Mini-Splits","NTXWPH15A112A*",11,18000,11000]
[204629348,null,"Mitsubishi Electric","HRCU-A-CB-O","NAXSPB18A112A*","Mini-Splits","MSZ-FH18NA2",11,20200,13700]
[204629597,null,"Mitsubishi Electric","HRCU-A-CB-O","NAXSPB18A112A*","Mini-Splits","NTXWPH18A112A*",11,20200,13700]
[204629349,null,"Mitsubishi Electric","HRCU-A-CB-O","NAXSPF09A112A*","Mini-Splits","MFZ-KJ09NA***",13,11000,7500]
[204629598,null,"Mitsubishi Electric","HRCU-A-CB-O","NAXSPF09A112A*","Mini-Splits","NTXFKS09A112A*",13,11000,7500]
[204629350,null,"Mitsubishi Electric","HRCU-A-CB-O","NAXSPF12A112A*","Mini-Splits","MFZ-KJ12NA***",12,13000,8800]
[204629599,null,"Mitsubishi Electric","HRCU-A-CB-O","NAXSPF12A112A*","Mini-Splits","NTXFKS12A112A*",12,13000,8800]
[204629351,null,"Mitsubishi Electric","HRCU-A-CB-O","NAXSPF15A112A*","Mini-Splits","MFZ-KJ15NA***",11.6,18000,12000]
[204629600,null,"Mitsubishi Electric","HRCU-A-CB-O","NAXSPF15A112A*","Mini-Splits","NTXFKS15A112A*",11.6,18000,12000]
[204629352,null,"Mitsubishi Electric","HRCU-A-CB-O","NAXSPF18A112A*","Mini-Splits","MFZ-KJ18NA***",11.3,21000,12800]
[204629601,null,"Mitsubishi Electric","HRCU-A-CB-O","NAXSPF18A112A*","Mini-Splits","NTXFKS18A112A*",11.3,21000,12800]
[204629339,null,"Mitsubishi Electric","HRCU-A-CB-O","NAXSPH06A112A*","Mini-Splits","MSZ-FH06NA",13.5,8700,5900]
[204629591,null,"Mitsubishi Electric","HRCU-A-CB-O","NAXSPH06A112A*","Mini-Splits","NTXWPH06A112A*",13.5,8700,5900]
[204629340,null,"Mitsubishi Electric","HRCU-A-CB-O","NAXSPH09A112A*","Mini-Splits","MSZ-FH09NA",13.5,10900,6700]
[204629592,null,"Mitsubishi Electric","HRCU-A-CB-O","NAXSPH09A112A*","Mini-Splits","NTXWPH09A112A*",13.5,10900,6700]
[204629341,null,"Mitsubishi Electric","HRCU-A-CB-O","NAXSPH12A112A*","Mini-Splits","MSZ-FH12NA",12.5,13600,8100]
[204629593,null,"Mitsubishi Electric","HRCU-A-CB-O","NAXSPH12A112A*","Mini-Splits","NTXWPH12A112A*",12.5,13600,8100]
[204629342,null,"Mitsubishi Electric","HRCU-A-CB-O","NAXSPH15A112A*","Mini-Splits","MSZ-FH15NA",12,18000,11000]
[204629594,null,"Mitsubishi Electric","HRCU-A-CB-O","NAXSPH15A112A*","Mini-Splits","NTXWPH15A112A*",12,18000,11000]
[204629343,null,"Mitsubishi Electric","HRCU-A-CB-O","NAXSPH18A112A*","Mini-Splits","MSZ-FH18NA2",12,20200,13700]
[204629595,null,"Mitsubishi Electric","HRCU-A-CB-O","NAXSPH18A112A*","Mini-Splits","NTXWPH18A112A*",12,20200,13700]
[204629353,null,"Mitsubishi Electric","HRCU-A-CB-O","NAXSST09A112A*","Mini-Splits","MSZ-GL09NA***",12.8,10900,6700]
[204629396,null,"Mitsubishi Electric","HRCU-A-CB-O","NAXSST09A112A*","Mini-Splits","NTXWST09A112A*",12.8,10900,6700]
[204629354,null,"Mitsubishi Electric","HRCU-A-CB-O","NAXSST12A112A*","Mini-Splits","MSZ-GL12NA***",12.5,14400,9200]
[204629397,null,"Mitsubishi Electric","HRCU-A-CB-O","NAXSST12A112A*","Mini-Splits","NTXWST12A112A*",12.5,14400,9200]
[204629355,null,"Mitsubishi Electric","HRCU-A-CB-O","NAXSST15A112A*","Mini-Splits","MSZ-GL15NA***",11.7,18000,12100]
[204629398,null,"Mitsubishi Electric","HRCU-A-CB-O","NAXSST15A112A*","Mini-Splits","NTXWST15A112A*",11.7,18000,12100]
[204629356,null,"Mitsubishi Electric","HRCU-A-CB-O","NAXSST18A112A*","Mini-Splits","MSZ-GL18NA***",11.2,21600,13800]
[204629602,null,"Mitsubishi Electric","HRCU-A-CB-O","NAXSST18A112A*","Mini-Splits","NTXWST18A112A*",11.2,21600,13800]
[204629357,null,"Mitsubishi Electric","HRCU-A-CB-O","NAXSST24A112A*","Mini-Splits","MSZ-GL24NA***",10,27600,16000]
[204629399,null,"Mitsubishi Electric","HRCU-A-CB-O","NAXSST24A112A*","Mini-Splits","NTXWST24A112A*",10,27600,16000]
[204629279,null,"Mitsubishi Electric","HRCU-A-CB-O","NTXSEL09A112A*","Mini-Splits","MSZ-WR09NA***",9,10900,6700]
[204629319,null,"Mitsubishi Electric","HRCU-A-CB-O","NTXSEL09A112A*","Mini-Splits","NAXWEL09A112A*",9,10900,6700]
[204629280,null,"Mitsubishi Electric","HRCU-A-CB-O","NTXSEL12A112A*","Mini-Splits","MSZ-WR12NA***",9,12200,7600]
[204629320,null,"Mitsubishi Electric","HRCU-A-CB-O","NTXSEL12A112A*","Mini-Splits","NAXWEL12A112A*",9,12200,7600]
[204629281,null,"Mitsubishi Electric","HRCU-A-CB-O","NTXSEL18A112A*","Mini-Splits","MSZ-WR18NA***",9,18000,11500]
[204629321,null,"Mitsubishi Electric","HRCU-A-CB-O","NTXSEL18A112A*","Mini-Splits","NAXWEL18A112A*",9,18000,11500]
[204629283,null,"Mitsubishi Electric","HRCU-A-CB-O","NTXSKS09A112A*","Mini-Splits","MLZ-KP09NA",13.3,12000,7700]
[204629326,null,"Mitsubishi Electric","HRCU-A-CB-O","NTXSKS09A112A*","Mini-Splits","NAXCKS09A112A*",12.2,11000,6900]
[204629330,null,"Mitsubishi Electric","HRCU-A-CB","NTXSKS09A112A*","Mini-Splits","NAXDKS09A112A*",11,12000,7600]
[204629323,null,"Mitsubishi Electric","HRCU-A-CB-O","NTXSKS09A112A*","Mini-Splits","NAXUKS09A112A*",13.3,12000,7700]
[204629294,null,"Mitsubishi Electric","HRCU-A-CB","NTXSKS09A112A*","Mini-Splits","PEAD-A09AA7",12.6,12000,7600]
[204629290,null,"Mitsubishi Electric","HRCU-A-CB","NTXSKS09A112A*","Mini-Splits","SEZ-KD09NA4R1.TH",11,12000,7600]
[204629286,null,"Mitsubishi Electric","HRCU-A-CB-O","NTXSKS09A112A*","Mini-Splits","SLZ-KF09NA.TH",12.2,11000,6900]
[204629284,null,"Mitsubishi Electric","HRCU-A-CB-O","NTXSKS12A112A*","Mini-Splits","MLZ-KP12NA",12.1,15400,9900]
[204629334,null,"Mitsubishi Electric","HRCU-A-CB","NTXSKS12A112A*","Mini-Splits","NAXAMT12A112A*",12.1,15000,9900]
[204629327,null,"Mitsubishi Electric","HRCU-A-CB-O","NTXSKS12A112A*","Mini-Splits","NAXCKS12A112A*",11.4,13000,8900]
[204629331,null,"Mitsubishi Electric","HRCU-A-CB","NTXSKS12A112A*","Mini-Splits","NAXDKS12A112A*",12.4,15000,10000]
[204629324,null,"Mitsubishi Electric","HRCU-A-CB-O","NTXSKS12A112A*","Mini-Splits","NAXUKS12A112A*",12.1,15400,9900]
[204629295,null,"Mitsubishi Electric","HRCU-A-CB","NTXSKS12A112A*","Mini-Splits","PEAD-A12AA7",13,15000,9900]
[204629291,null,"Mitsubishi Electric","HRCU-A-CB","NTXSKS12A112A*","Mini-Splits","SEZ-KD12NA4R1.TH",12.4,15000,10000]
[204629287,null,"Mitsubishi Electric","HRCU-A-CB-O","NTXSKS12A112A*","Mini-Splits","SLZ-KF12NA.TH",11.4,13000,8900]
[204629301,null,"Mitsubishi Electric","HRCU-A-CB","NTXSKS12A112A*","Mini-Splits","SVZ-KP12NA",12.1,15000,9900]
[204629328,null,"Mitsubishi Electric","HRCU-A-CB-O","NTXSKS15A112A*","Mini-Splits","NAXCKS15A112A*",11.2,18000,11900]
[204629332,null,"Mitsubishi Electric","HRCU-A-CB","NTXSKS15A112A*","Mini-Splits","NAXDKS15A112A*",11.4,18000,11700]
[204629296,null,"Mitsubishi Electric","HRCU-A-CB","NTXSKS15A112A*","Mini-Splits","PEAD-A15AA7",11.6,18000,11300]
[204629292,null,"Mitsubishi Electric","HRCU-A-CB","NTXSKS15A112A*","Mini-Splits","SEZ-KD15NA4R1.TH",11.4,18000,11700]
[204629288,null,"Mitsubishi Electric","HRCU-A-CB-O","NTXSKS15A112A*","Mini-Splits","SLZ-KF15NA.TH",11.2,18000,11900]
[204629285,null,"Mitsubishi Electric","HRCU-A-CB-O","NTXSKS18A112A*","Mini-Splits","MLZ-KP18NA",12.4,20000,13100]
[204629335,null,"Mitsubishi Electric","HRCU-A-CB","NTXSKS18A112A*","Mini-Splits","NAXAMT18A112A*",12.6,21600,14000]
[204629329,null,"Mitsubishi Electric","HRCU-A-CB-O","NTXSKS18A112A*","Mini-Splits","NAXCKS18A112A*",11.6,19700,12900]
[204629333,null,"Mitsubishi Electric","HRCU-A-CB","NTXSKS18A112A*","Mini-Splits","NAXDKS18A112A*",13.1,21600,13900]
[204629325,null,"Mitsubishi Electric","HRCU-A-CB-O","NTXSKS18A112A*","Mini-Splits","NAXUKS18A112A*",12.4,20000,13100]
[204629297,null,"Mitsubishi Electric","HRCU-A-CB","NTXSKS18A112A*","Mini-Splits","PEAD-A18AA7",12.9,21600,14000]
[204629293,null,"Mitsubishi Electric","HRCU-A-CB","NTXSKS18A112A*","Mini-Splits","SEZ-KD18NA4R1.TH",13.1,21600,13900]
[204629289,null,"Mitsubishi Electric","HRCU-A-CB-O","NTXSKS18A112A*","Mini-Splits","SLZ-KF18NA.TH",11.6,19700,12900]
[204629302,null,"Mitsubishi Electric","HRCU-A-CB","NTXSKS18A112A*","Mini-Splits","SVZ-KP18NA",12.6,21600,14000]
[204629336,null,"Mitsubishi Electric","HRCU-A-CB","NTXSKS24A112A*","Mini-Splits","NAXAMT24A112A*",10.4,25000,14600]
[204629298,null,"Mitsubishi Electric","HRCU-A-CB","NTXSKS24A112A*","Mini-Splits","PEAD-A24AA7",11.2,25000,15000]
[204629303,null,"Mitsubishi Electric","HRCU-A-CB","NTXSKS24A112A*","Mini-Splits","SVZ-KP24NA",10.4,25000,14600]
[204629337,null,"Mitsubishi Electric","HRCU-A-CB","NTXSKS30A112A*","Mini-Splits","NAXAMT30A112A*",13.6,30000,21400]
[204629299,null,"Mitsubishi Electric","HRCU-A-CB","NTXSKS30A112A*","Mini-Splits","PEAD-A30AA7",12.6,30000,22400]
[204629304,null,"Mitsubishi Electric","HRCU-A-CB","NTXSKS30A112A*","Mini-Splits","SVZ-KP30NA",13.6,30000,21400]
[204629338,null,"Mitsubishi Electric","HRCU-A-CB","NTXSKS36A112A*","Mini-Splits","NAXAMT36A112A*",11.7,33400,23200]
[204629300,null,"Mitsubishi Electric","HRCU-A-CB","NTXSKS36A112A*","Mini-Splits","PEAD-A36AA7",11.6,33400,23000]
[204629305,null,"Mitsubishi Electric","HRCU-A-CB","NTXSKS36A112A*","Mini-Splits","SVZ-KP36NA",11.7,33400,23200]
[204629277,null,"Mitsubishi Electric","HRCU-A-CB-O","NTXSMT09A111A*","Mini-Splits","MSZ-JP09WA***",9,10900,6700]
[204629317,null,"Mitsubishi Electric","HRCU-A-CB-O","NTXSMT09A111A*","Mini-Splits","NAXWMT09A111A*",9,10900,6700]
[204629273,null,"Mitsubishi Electric","HRCU-A-CB-O","NTXSMT09A112A*","Mini-Splits","MSZ-HM09NA***",10,10900,6700]
[204629313,null,"Mitsubishi Electric","HRCU-A-CB-O","NTXSMT09A112A*","Mini-Splits","NAXWMT09A112A*",10,10900,6700]
[204629278,null,"Mitsubishi Electric","HRCU-A-CB-O","NTXSMT12A111A*","Mini-Splits","MSZ-JP12WA***",9,12200,7600]
[204629318,null,"Mitsubishi Electric","HRCU-A-CB-O","NTXSMT12A111A*","Mini-Splits","NAXWMT12A111A*",9,12200,7600]
[204629274,null,"Mitsubishi Electric","HRCU-A-CB-O","NTXSMT12A112A*","Mini-Splits","MSZ-HM12NA***",10,12200,7600]
[204629314,null,"Mitsubishi Electric","HRCU-A-CB-O","NTXSMT12A112A*","Mini-Splits","NAXWMT12A112A*",10,12200,7600]
[204629275,null,"Mitsubishi Electric","HRCU-A-CB-O","NTXSMT15A112A*","Mini-Splits","MSZ-HM15NA***",10,18000,11500]
[204629315,null,"Mitsubishi Electric","HRCU-A-CB-O","NTXSMT15A112A*","Mini-Splits","NAXWMT15A112A*",10,18000,11500]
[204629276,null,"Mitsubishi Electric","HRCU-A-CB-O","NTXSMT18A112A*","Mini-Splits","MSZ-HM18NA***",10,18000,11500]
[204629316,null,"Mitsubishi Electric","HRCU-A-CB-O","NTXSMT18A112A*","Mini-Splits","NAXWMT18A112A*",10,18000,11500]
[204629554,null,"Mitsubishi Electric","HRCU-A-CB-O","NTXSMT24A112A*","Mini-Splits","MSZ-HM24NA***",10,26000,18500]
[204629555,null,"Mitsubishi Electric","HRCU-A-CB-O","NTXSMT24A112A*","Mini-Splits","NAXWMT24A112A*",10,26000,18500]
[204629257,null,"Mitsubishi Electric","HRCU-A-CB-O","NTXSPB06A112A*","Mini-Splits","MSZ-FH06NA",12.5,8700,5900]
[204629582,null,"Mitsubishi Electric","HRCU-A-CB-O","NTXSPB06A112A*","Mini-Splits","NAXWPH06A112A*",12.5,8700,5900]
[204629258,null,"Mitsubishi Electric","HRCU-A-CB-O","NTXSPB09A112A*","Mini-Splits","MSZ-FH09NA",12.5,10900,6700]
[204629306,null,"Mitsubishi Electric","HRCU-A-CB-O","NTXSPB09A112A*","Mini-Splits","NAXWPH09A112A*",12.5,10900,6700]
[204629259,null,"Mitsubishi Electric","HRCU-A-CB-O","NTXSPB12A112A*","Mini-Splits","MSZ-FH12NA",11.5,13600,8100]
[204629307,null,"Mitsubishi Electric","HRCU-A-CB-O","NTXSPB12A112A*","Mini-Splits","NAXWPH12A112A*",11.5,13600,8100]
[204629260,null,"Mitsubishi Electric","HRCU-A-CB-O","NTXSPB15A112A*","Mini-Splits","MSZ-FH15NA",11,18000,11000]
[204629308,null,"Mitsubishi Electric","HRCU-A-CB-O","NTXSPB15A112A*","Mini-Splits","NAXWPH15A112A*",11,18000,11000]
[204629261,null,"Mitsubishi Electric","HRCU-A-CB-O","NTXSPB18A112A*","Mini-Splits","MSZ-FH18NA2",11,20200,13700]
[204629583,null,"Mitsubishi Electric","HRCU-A-CB-O","NTXSPB18A112A*","Mini-Splits","NAXWPH18A112A*",11,20200,13700]
[204629262,null,"Mitsubishi Electric","HRCU-A-CB-O","NTXSPF09A112A*","Mini-Splits","MFZ-KJ09NA***",13,11000,7500]
[204629584,null,"Mitsubishi Electric","HRCU-A-CB-O","NTXSPF09A112A*","Mini-Splits","NAXFKS09A112A*",13,11000,7500]
[204629263,null,"Mitsubishi Electric","HRCU-A-CB-O","NTXSPF12A112A*","Mini-Splits","MFZ-KJ12NA***",12,13000,8800]
[204629585,null,"Mitsubishi Electric","HRCU-A-CB-O","NTXSPF12A112A*","Mini-Splits","NAXFKS12A112A*",12,13000,8800]
[204629264,null,"Mitsubishi Electric","HRCU-A-CB-O","NTXSPF15A112A*","Mini-Splits","MFZ-KJ15NA***",11.6,18000,12000]
[204629586,null,"Mitsubishi Electric","HRCU-A-CB-O","NTXSPF15A112A*","Mini-Splits","NAXFKS15A112A*",11.6,18000,12000]
[204629265,null,"Mitsubishi Electric","HRCU-A-CB-O","NTXSPF18A112A*","Mini-Splits","MFZ-KJ18NA***",11.3,21000,12800]
[204629587,null,"Mitsubishi Electric","HRCU-A-CB-O","NTXSPF18A112A*","Mini-Splits","NAXFKS18A112A*",11.3,21000,12800]
[204629252,null,"Mitsubishi Electric","HRCU-A-CB-O","NTXSPH06A112A*","Mini-Splits","MSZ-FH06NA",13.5,8700,5900]
[204629577,null,"Mitsubishi Electric","HRCU-A-CB-O","NTXSPH06A112A*","Mini-Splits","NAXWPH06A112A*",13.5,8700,5900]
[204629253,null,"Mitsubishi Electric","HRCU-A-CB-O","NTXSPH09A112A*","Mini-Splits","MSZ-FH09NA",13.5,10900,6700]
[204629578,null,"Mitsubishi Electric","HRCU-A-CB-O","NTXSPH09A112A*","Mini-Splits","NAXWPH09A112A*",13.5,10900,6700]
[204629254,null,"Mitsubishi Electric","HRCU-A-CB-O","NTXSPH12A112A*","Mini-Splits","MSZ-FH12NA",12.5,13600,8100]
[204629579,null,"Mitsubishi Electric","HRCU-A-CB-O","NTXSPH12A112A*","Mini-Splits","NAXWPH12A112A*",12.5,13600,8100]
[204629255,null,"Mitsubishi Electric","HRCU-A-CB-O","NTXSPH15A112A*","Mini-Splits","MSZ-FH15NA",12,18000,11000]
[204629580,null,"Mitsubishi Electric","HRCU-A-CB-O","NTXSPH15A112A*","Mini-Splits","NAXWPH15A112A*",12,18000,11000]
[204629256,null,"Mitsubishi Electric","HRCU-A-CB-O","NTXSPH18A112A*","Mini-Splits","MSZ-FH18NA2",12,20200,13700]
[204629581,null,"Mitsubishi Electric","HRCU-A-CB-O","NTXSPH18A112A*","Mini-Splits","NAXWPH18A112A*",12,20200,13700]
[204629266,null,"Mitsubishi Electric","HRCU-A-CB-O","NTXSST09A112A*","Mini-Splits","MSZ-GL09NA***",12.8,10900,6700]
[204629309,null,"Mitsubishi Electric","HRCU-A-CB-O","NTXSST09A112A*","Mini-Splits","NAXWST09A112A*",12.8,10900,6700]
[204629267,null,"Mitsubishi Electric","HRCU-A-CB-O","NTXSST12A112A*","Mini-Splits","MSZ-GL12NA***",12.5,14400,9200]
[204629310,null,"Mitsubishi Electric","HRCU-A-CB-O","NTXSST12A112A*","Mini-Splits","NAXWST12A112A*",12.5,14400,9200]
[204629268,null,"Mitsubishi Electric","HRCU-A-CB-O","NTXSST15A112A*","Mini-Splits","MSZ-GL15NA***",11.7,18000,12100]
[204629311,null,"Mitsubishi Electric","HRCU-A-CB-O","NTXSST15A112A*","Mini-Splits","NAXWST15A112A*",11.7,18000,12100]
[204629269,null,"Mitsubishi Electric","HRCU-A-CB-O","NTXSST18A112A*","Mini-Splits","MSZ-GL18NA***",11.2,21600,13800]
[204629588,null,"Mitsubishi Electric","HRCU-A-CB-O","NTXSST18A112A*","Mini-Splits","NAXWST18A112A*",11.2,21600,13800]
[204629270,null,"Mitsubishi Electric","HRCU-A-CB-O","NTXSST24A112A*","Mini-Splits","MSZ-GL24NA***",10,27600,16000]
[204629312,null,"Mitsubishi Electric","HRCU-A-CB-O","NTXSST24A112A*","Mini-Splits","NAXWST24A112A*",10,27600,16000]
[202412085,null,"Mitsubishi Electric","HMSV-A-CB","PUMY-HP36NKMU","Non-Ducted Indoor Units","Multiple combinations, check manufacturer compatibility",12,42000,33000,"Yes"]
[202423533,null,"Mitsubishi Electric","HMSV-A-CB","PUMY-HP36NKMU","Ducted Indoor Units","Multiple combinations, check manufacturer compatibility",11.7,42000,32000,"Yes"]
[202426335,null,"Mitsubishi Electric","HMSV-A-CB","PUMY-HP36NKMU","Mixed Ducted and Non-Ducted Indoor Units","Multiple combinations, check manufacturer compatibility",11.85,42000,32500,"Yes"]
[204834272,null,"Mitsubishi Electric","HMSV-A-CB-O","PUMY-HP36NKMU1","Non-Ducted Indoor Units","Multiple combinations, check manufacturer compatibility",12,42000,33000]
[204834273,null,"Mitsubishi Electric","HMSV-A-CB","PUMY-HP36NKMU1","Ducted Indoor Units","Multiple combinations, check manufacturer compatibility",11.7,42000,32000]
[204926535,null,"Mitsubishi Electric","HMSV-A-CB","PUMY-HP36NKMU1","Mixed Ducted and Non-Ducted Indoor Units","Multiple combinations, check manufacturer compatibility",11.85,42000,32400]
[202412088,null,"Mitsubishi Electric","HMSV-A-CB","PUMY-HP48NKMU","Non-Ducted Indoor Units","Multiple combinations, check manufacturer compatibility",12,54000,39000,"Yes"]
[202423535,null,"Mitsubishi Electric","HMSV-A-CB","PUMY-HP48NKMU","Ducted Indoor Units","Multiple combinations, check manufacturer compatibility",11,54000,42000,"Yes"]
[202426336,null,"Mitsubishi Electric","HMSV-A-CB","PUMY-HP48NKMU","Mixed Ducted and Non-Ducted Indoor Units","Multiple combinations, check manufacturer compatibility",11.5,54000,40500,"Yes"]
[204834275,null,"Mitsubishi Electric","HMSV-A-CB-O","PUMY-HP48NKMU1","Non-Ducted Indoor Units","Multiple combinations, check manufacturer compatibility",12,54000,39000]
[204834216,null,"Mitsubishi Electric","HMSV-A-CB","PUMY-HP48NKMU1","Ducted Indoor Units","Multiple combinations, check manufacturer compatibility",11,54000,42000]
[204926537,null,"Mitsubishi Electric","HMSV-A-CB","PUMY-HP48NKMU1","Mixed Ducted and Non-Ducted Indoor Units","Multiple combinations, check manufacturer compatibility",11.5,54000,40500]
[205169447,null,"Mitsubishi Electric","HMSV-A-CB-O","PUMY-P36NKMU1","Non-Ducted Indoor Units","Multiple combinations, check manufacturer compatibility",11.5,42000,26400]
[202412084,null,"Mitsubishi Electric","HMSV-A-CB","PUMY-P36NKMU2","Non-Ducted Indoor Units","Multiple combinations, check manufacturer compatibility",12,42000,26400,"Yes"]
[202423532,null,"Mitsubishi Electric","HMSV-A-CB","PUMY-P36NKMU2","Ducted Indoor Units","Multiple combinations, check manufacturer compatibility",11.2,42000,26600,"Yes"]
[202426337,null,"Mitsubishi Electric","HMSV-A-CB","PUMY-P36NKMU2","Mixed Ducted and Non-Ducted Indoor Units","Multiple combinations, check manufacturer compatibility",11.6,42000,26400,"Yes"]
[204834270,null,"Mitsubishi Electric","HMSV-A-CB-O","PUMY-P36NKMU3","Non-Ducted Indoor Units","Multiple combinations, check manufacturer compatibility",12,42000,26400]
[204834271,null,"Mitsubishi Electric","HMSV-A-CB","PUMY-P36NKMU3","Ducted Indoor Units","Multiple combinations, check manufacturer compatibility",11.2,42000,26600]
[204926538,null,"Mitsubishi Electric","HMSV-A-CB","PUMY-P36NKMU3","Mixed Ducted and Non-Ducted Indoor Units","Multiple combinations, check manufacturer compatibility",11.6,42000,26400]
[205169448,null,"Mitsubishi Electric","HMSV-A-CB-O","PUMY-P48NKMU1","Non-Ducted Indoor Units","Multiple combinations, check manufacturer compatibility",11.7,54000,31400]
[202412087,null,"Mitsubishi Electric","HMSV-A-CB","PUMY-P48NKMU2","Non-Ducted Indoor Units","Multiple combinations, check manufacturer compatibility",12,54000,31400,"Yes"]
[202423534,null,"Mitsubishi Electric","HMSV-A-CB","PUMY-P48NKMU2","Ducted Indoor Units","Multiple combinations, check manufacturer compatibility",11,54000,35000]
[202426338,null,"Mitsubishi Electric","HMSV-A-CB","PUMY-P48NKMU2","Mixed Ducted and Non-Ducted Indoor Units","Multiple combinations, check manufacturer compatibility",11.5,54000,33200,"Yes"]
[204834274,null,"Mitsubishi Electric","HMSV-A-CB-O","PUMY-P48NKMU3","Non-Ducted Indoor Units","Multiple combinations, check manufacturer compatibility",12,54000,31400]
[204834215,null,"Mitsubishi Electric","HMSV-A-CB","PUMY-P48NKMU3","Ducted Indoor Units","Multiple combinations, check manufacturer compatibility",11,54000,35000]
[204926540,null,"Mitsubishi Electric","HMSV-A-CB","PUMY-P48NKMU3","Mixed Ducted and Non-Ducted Indoor Units","Multiple combinations, check manufacturer compatibility",11.5,54000,33200]
[205169449,null,"Mitsubishi Electric","HMSV-A-CB-O","PUMY-P60NKMU1","Non-Ducted Indoor Units","Multiple combinations, check manufacturer compatibility",11.4,65000,41500]
[202411913,null,"Mitsubishi Electric","HMSV-A-CB","PUMY-P60NKMU2","Ducted Indoor Units","Multiple combinations, check manufacturer compatibility",10.7,66000,40500,"Yes"]
[202412089,null,"Mitsubishi Electric","HMSV-A-CB","PUMY-P60NKMU2","Non-Ducted Indoor Units","Multiple combinations, check manufacturer compatibility",12,66000,41500,"Yes"]
[202426339,null,"Mitsubishi Electric","HMSV-A-CB","PUMY-P60NKMU2","Mixed Ducted and Non-Ducted Indoor Units","Multiple combinations, check manufacturer compatibility",11.35,66000,41000,"Yes"]
[204834276,null,"Mitsubishi Electric","HMSV-A-CB-O","PUMY-P60NKMU3","Non-Ducted Indoor Units","Multiple combinations, check manufacturer compatibility",12,66000,41500]
[204834217,null,"Mitsubishi Electric","HMSV-A-CB","PUMY-P60NKMU3","Ducted Indoor Units","Multiple combinations, check manufacturer compatibility",10.7,66000,40500]
[204926542,null,"Mitsubishi Electric","HMSV-A-CB","PUMY-P60NKMU3","Mixed Ducted and Non-Ducted Indoor Units","Multiple combinations, check manufacturer compatibility",11.35,66000,41000]
[201754448,null,"Mitsubishi Electric","HRCU-A-CB","PUZ-A12NKA7***","Mini-Splits","PEAD-A12AA*",10.199999999999999,14000,8700,"Yes"]
[201754449,null,"Mitsubishi Electric","HRCU-A-CB-O","PUZ-A12NKA7***","Mini-Splits","PKA-A12HA*",10.199999999999999,14000,9200,"Yes"]
[201754450,null,"Mitsubishi Electric","HRCU-A-CB-O","PUZ-A12NKA7***","Mini-Splits","PLA-A12EA*",12.8,14000,10100,"Yes"]
[201754543,null,"Mitsubishi Electric","HRCU-A-CB","PUZ-A12NKA7***","Mini-Splits","PVA-A12AA*",10.3,14000,9900,"Yes"]
[201754454,null,"Mitsubishi Electric","HRCU-A-CB","PUZ-A18NKA7***","Mini-Splits","PEAD-A18AA*",10.199999999999999,19000,11000,"Yes"]
[201754455,null,"Mitsubishi Electric","HRCU-A-CB-O","PUZ-A18NKA7***","Mini-Splits","PKA-A18HA*",10.199999999999999,19000,11300,"Yes"]
[201754317,null,"Mitsubishi Electric","HRCU-A-CB-O","PUZ-A18NKA7***","Mini-Splits","PLA-A18EA*",11,19000,11000,"Yes"]
[201754544,null,"Mitsubishi Electric","HRCU-A-CB","PUZ-A18NKA7***","Mini-Splits","PVA-A18AA*",10.4,19000,12000,"Yes"]
[201754460,null,"Mitsubishi Electric","HRCU-A-CB-O","PUZ-A24NHA7***","Mini-Splits","PCA-A24KA*",10.8,26000,15400,"Yes"]
[201754461,null,"Mitsubishi Electric","HRCU-A-CB","PUZ-A24NHA7***","Mini-Splits","PEAD-A24AA*",10.8,26000,14800,"Yes"]
[201754462,null,"Mitsubishi Electric","HRCU-A-CB-O","PUZ-A24NHA7***","Mini-Splits","PKA-A24KA*",11,26000,15700,"Yes"]
[201754318,null,"Mitsubishi Electric","HRCU-A-CB-O","PUZ-A24NHA7***","Mini-Splits","PLA-A24EA*",11.2,26000,14900,"Yes"]
[201754463,null,"Mitsubishi Electric","HRCU-A-CB","PUZ-A24NHA7***","Mini-Splits","PVA-A24AA*",9.3000000000000007,26000,15000,"Yes"]
[201754545,null,"Mitsubishi Electric","HRCU-A-CB-O","PUZ-A30NHA7***","Mini-Splits","PCA-A30KA*",10,32000,18800,"Yes"]
[201754468,null,"Mitsubishi Electric","HRCU-A-CB","PUZ-A30NHA7***","Mini-Splits","PEAD-A30AA*",10.8,32000,18500,"Yes"]
[201754469,null,"Mitsubishi Electric","HRCU-A-CB-O","PUZ-A30NHA7***","Mini-Splits","PKA-A30KA*",9.9,32000,18300]
[201754470,null,"Mitsubishi Electric","HRCU-A-CB-O","PUZ-A30NHA7***","Mini-Splits","PLA-A30EA*",11.6,32000,18100,"Yes"]
[201754546,null,"Mitsubishi Electric","HRCU-A-CB","PUZ-A30NHA7***","Mini-Splits","PVA-A30AA*",10,32000,18000,"Yes"]
[201754474,null,"Mitsubishi Electric","HRCU-A-CB-O","PUZ-A36NKA7***","Mini-Splits","PCA-A36KA*",10.199999999999999,38000,21000,"Yes"]
[201754475,null,"Mitsubishi Electric","HRCU-A-CB","PUZ-A36NKA7***","Mini-Splits","PEAD-A36AA*",9.9,38000,20800,"Yes"]
[201754476,null,"Mitsubishi Electric","HRCU-A-CB-O","PUZ-A36NKA7***","Mini-Splits","PKA-A36KA*",9.1999999999999993,38000,22400]
[201754319,null,"Mitsubishi Electric","HRCU-A-CB-O","PUZ-A36NKA7***","Mini-Splits","PLA-A36EA*",10.4,38000,22000,"Yes"]
[201754547,null,"Mitsubishi Electric","HRCU-A-CB","PUZ-A36NKA7***","Mini-Splits","PVA-A36AA*",9.5,38000,24000,"Yes"]
[201754480,null,"Mitsubishi Electric","HRCU-A-CB-O","PUZ-A42NKA7***","Mini-Splits","PCA-A42KA*",10.199999999999999,45000,31800,"Yes"]
[201754481,null,"Mitsubishi Electric","HRCU-A-CB","PUZ-A42NKA7***","Mini-Splits","PEAD-A42AA*",10,45000,30600,"Yes"]
[201754482,null,"Mitsubishi Electric","HRCU-A-CB-O","PUZ-A42NKA7***","Mini-Splits","PLA-A42EA*",10,45000,28000,"Yes"]
[201754483,null,"Mitsubishi Electric","HRCU-A-CB","PUZ-A42NKA7***","Mini-Splits","PVA-A42AA*",9.3000000000000007,46000,28400,"Yes"]
[204276762,null,"Mitsubishi Electric","HRCU-A-CB-O","PUZ-HA24NHA","Mini-Splits","PCA-A24KA7",10.8,28000,17700]
[204276767,null,"Mitsubishi Electric","HRCU-A-CB","PUZ-HA24NHA","Mini-Splits","PEAD-A24AA7",11,28000,18000]
[204276761,null,"Mitsubishi Electric","HRCU-A-CB-O","PUZ-HA24NHA","Mini-Splits","PKA-A24KA7",11.2,28000,17200]
[204276538,null,"Mitsubishi Electric","HRCU-A-CB-O","PUZ-HA24NHA","Mini-Splits","PLA-A24EA7",12,28000,17300]
[204281760,null,"Mitsubishi Electric","HRCU-A-CB","PUZ-HA24NHA","Mini-Splits","PVA-A24AA7",11,28000,17500]
[201754484,null,"Mitsubishi Electric","HRCU-A-CB-O","PUZ-HA30NHA5","Mini-Splits","PCA-A30KA*",9.3000000000000007,32000,19000]
[201754485,null,"Mitsubishi Electric","HRCU-A-CB","PUZ-HA30NHA5","Mini-Splits","PEAD-A30AA*",9.5,32000,19000]
[201754548,null,"Mitsubishi Electric","HRCU-A-CB-O","PUZ-HA30NHA5","Mini-Splits","PKA-A30KA*",9.5,32000,19000]
[201754486,null,"Mitsubishi Electric","HRCU-A-CB-O","PUZ-HA30NHA5","Mini-Splits","PLA-A30BA*",9.4,32000,19000]
[201754320,null,"Mitsubishi Electric","HRCU-A-CB-O","PUZ-HA30NHA5","Mini-Splits","PLA-A30EA*",9.4,32000,19000]
[201754487,null,"Mitsubishi Electric","HRCU-A-CB","PUZ-HA30NHA5","Mini-Splits","PVA-A30AA*",9.6999999999999993,32000,22600,"Yes"]
[201754488,null,"Mitsubishi Electric","HRCU-A-CB-O","PUZ-HA36NHA5","Mini-Splits","PCA-A36KA*",10.3,38000,27000]
[201754322,null,"Mitsubishi Electric","HRCU-A-CB","PUZ-HA36NHA5","Mini-Splits","PEAD-A36AA*",10.4,38000,27000,"Yes"]
[201754489,null,"Mitsubishi Electric","HRCU-A-CB-O","PUZ-HA36NHA5","Mini-Splits","PKA-A36KA*",10,38000,25000]
[201754490,null,"Mitsubishi Electric","HRCU-A-CB-O","PUZ-HA36NHA5","Mini-Splits","PLA-A36BA*",10,38000,28000,"Yes"]
[201754321,null,"Mitsubishi Electric","HRCU-A-CB-O","PUZ-HA36NHA5","Mini-Splits","PLA-A36EA*",10,38000,28000,"Yes"]
[201754323,null,"Mitsubishi Electric","HRCU-A-CB","PUZ-HA36NHA5","Mini-Splits","PVA-A36AA*",11,38000,29000,"Yes"]
[201754491,null,"Mitsubishi Electric","HRCU-A-CB-O","PUZ-HA42NKA","Mini-Splits","PCA-A42KA*",10.4,48000,44000]
[201754549,null,"Mitsubishi Electric","HRCU-A-CB-O","PUZ-HA42NKA","Mini-Splits","PCA-A42KA5",10.4,48000,44000]
[201754492,null,"Mitsubishi Electric","HRCU-A-CB","PUZ-HA42NKA","Mini-Splits","PEAD-A42AA*",10.8,48000,43000]
[201754494,null,"Mitsubishi Electric","HRCU-A-CB-O","PUZ-HA42NKA","Mini-Splits","PLA-A42EA*",10,48000,44000]
[201754495,null,"Mitsubishi Electric","HRCU-A-CB","PUZ-HA42NKA","Mini-Splits","PVA-A42AA*",11,48000,42000,"Yes"]
[201810889,null,"Mitsubishi Electric","HRCU-A-CB","SUZ-KA09NA","Mini-Splits","PEAD-A09AA*",11.5,11400,6400]
[201754550,null,"Mitsubishi Electric","HRCU-A-CB","SUZ-KA09NA","Mini-Splits","SEZ-KD09NA",10,10900,6700]
[201754551,null,"Mitsubishi Electric","HRCU-A-CB-O","SUZ-KA09NA","Mini-Splits","SLZ-KA09NA",9.6,10900,6200]
[202392018,null,"Mitsubishi Electric","HRCU-A-CB-O","SUZ-KA09NA2","Mini-Splits","MLZ-KP09NA",13.3,12000,7700,"Yes"]
[204629239,null,"Mitsubishi Electric","HRCU-A-CB-O","SUZ-KA09NA2","Mini-Splits","NAXCKS09A112A*",12.2,11000,6900]
[204629243,null,"Mitsubishi Electric","HRCU-A-CB","SUZ-KA09NA2","Mini-Splits","NAXDKS09A112A*",11,12000,7600]
[204629236,null,"Mitsubishi Electric","HRCU-A-CB-O","SUZ-KA09NA2","Mini-Splits","NAXUKS09A112A*",13.3,12000,7700]
[204629199,null,"Mitsubishi Electric","HRCU-A-CB-O","SUZ-KA09NA2","Mini-Splits","NTXCKS09A112A*",12.2,11000,6900]
[204629203,null,"Mitsubishi Electric","HRCU-A-CB","SUZ-KA09NA2","Mini-Splits","NTXDKS09A112A*",11,12000,7600]
[204629196,null,"Mitsubishi Electric","HRCU-A-CB-O","SUZ-KA09NA2","Mini-Splits","NTXUKS09A112A*",13.3,12000,7700]
[202392038,null,"Mitsubishi Electric","HRCU-A-CB","SUZ-KA09NA2","Mini-Splits","PEAD-A09AA",12.6,12000,7600,"Yes"]
[204629207,null,"Mitsubishi Electric","HRCU-A-CB","SUZ-KA09NA2","Mini-Splits","PEAD-A09AA7",12.6,12000,7600]
[202392027,null,"Mitsubishi Electric","HRCU-A-CB","SUZ-KA09NA2","Mini-Splits","SEZ-KD09NA",11,12000,7600,"Yes"]
[202392021,null,"Mitsubishi Electric","HRCU-A-CB-O","SUZ-KA09NA2","Mini-Splits","SLZ-KF09NA",12.2,11000,6900,"Yes"]
[202392035,null,"Mitsubishi Electric","HRCU-A-CB-O","SUZ-KA09NAH2","Mini-Splits","MLZ-KP09NA",12.5,12000,7700,"Yes"]
[202392044,null,"Mitsubishi Electric","HRCU-A-CB","SUZ-KA09NAH2","Mini-Splits","PEAD-A09AA",11.9,12000,7600,"Yes"]
[202392031,null,"Mitsubishi Electric","HRCU-A-CB","SUZ-KA09NAH2","Mini-Splits","SEZ-KD09NA",10.4,12000,7600,"Yes"]
[202392050,null,"Mitsubishi Electric","HRCU-A-CB-O","SUZ-KA09NAH2","Mini-Splits","SLZ-KF09NA",11.5,11000,6900,"Yes"]
[204627061,null,"Mitsubishi Electric","HRCU-A-CB-O","SUZ-KA09NAHZ","Mini-Splits","MLZ-KP09NA",11,12000,6600]
[204627043,null,"Mitsubishi Electric","HRCU-A-CB","SUZ-KA09NAHZ","Mini-Splits","PEAD-A09AA",10.8,12000,6800]
[204627019,null,"Mitsubishi Electric","HRCU-A-CB","SUZ-KA09NAHZ","Mini-Splits","SEZ-KD09NA4",9.8000000000000007,12500,8700]
[204627031,null,"Mitsubishi Electric","HRCU-A-CB-O","SUZ-KA09NAHZ","Mini-Splits","SLZ-KF09NA",10,11000,6300]
[201810884,null,"Mitsubishi Electric","HRCU-A-CB","SUZ-KA12NA","Mini-Splits","PEAD-A12AA*",10.9,16300,8200]
[201754324,null,"Mitsubishi Electric","HRCU-A-CB","SUZ-KA12NA","Mini-Splits","SEZ-KD12NA",10,13600,9000,"Yes"]
[201754496,null,"Mitsubishi Electric","HRCU-A-CB-O","SUZ-KA12NA","Mini-Splits","SLZ-KA12NA",9.6,13600,8300]
[201810887,null,"Mitsubishi Electric","HRCU-A-CB","SUZ-KA12NA","Mini-Splits","SVZ-KP12NA",10,13500,8800]
[202392019,null,"Mitsubishi Electric","HRCU-A-CB-O","SUZ-KA12NA2","Mini-Splits","MLZ-KP12NA",12.1,15400,9900,"Yes"]
[204629247,null,"Mitsubishi Electric","HRCU-A-CB","SUZ-KA12NA2","Mini-Splits","NAXAMT12A112A*",12.1,15000,9900]
[204629240,null,"Mitsubishi Electric","HRCU-A-CB-O","SUZ-KA12NA2","Mini-Splits","NAXCKS12A112A*",11.4,13000,8900]
[204629244,null,"Mitsubishi Electric","HRCU-A-CB","SUZ-KA12NA2","Mini-Splits","NAXDKS12A112A*",12.4,15000,10000]
[204629237,null,"Mitsubishi Electric","HRCU-A-CB-O","SUZ-KA12NA2","Mini-Splits","NAXUKS12A112A*",12.1,15400,9900]
[204629214,null,"Mitsubishi Electric","HRCU-A-CB","SUZ-KA12NA2","Mini-Splits","NTXAMT12A112A*",12.1,15000,9900]
[204629200,null,"Mitsubishi Electric","HRCU-A-CB-O","SUZ-KA12NA2","Mini-Splits","NTXCKS12A112A*",11.4,13000,8900]
[204629204,null,"Mitsubishi Electric","HRCU-A-CB","SUZ-KA12NA2","Mini-Splits","NTXDKS12A112A*",12.4,15000,10000]
[204629197,null,"Mitsubishi Electric","HRCU-A-CB-O","SUZ-KA12NA2","Mini-Splits","NTXUKS12A112A*",12.1,15400,9900]
[202392060,null,"Mitsubishi Electric","HRCU-A-CB","SUZ-KA12NA2","Mini-Splits","PEAD-A12AA",13,15000,9900,"Yes"]
[204629208,null,"Mitsubishi Electric","HRCU-A-CB","SUZ-KA12NA2","Mini-Splits","PEAD-A12AA7",13,15000,9900]
[202392028,null,"Mitsubishi Electric","HRCU-A-CB","SUZ-KA12NA2","Mini-Splits","SEZ-KD12NA",12.4,15000,10000,"Yes"]
[202392022,null,"Mitsubishi Electric","HRCU-A-CB-O","SUZ-KA12NA2","Mini-Splits","SLZ-KF12NA",11.4,13000,8900,"Yes"]
[202392053,null,"Mitsubishi Electric","HRCU-A-CB","SUZ-KA12NA2","Mini-Splits","SVZ-KP12NA",12.1,15000,9900,"Yes"]
[202392036,null,"Mitsubishi Electric","HRCU-A-CB-O","SUZ-KA12NAH2","Mini-Splits","MLZ-KP12NA",11.6,15400,9900,"Yes"]
[202392061,null,"Mitsubishi Electric","HRCU-A-CB","SUZ-KA12NAH2","Mini-Splits","PEAD-A12AA",12.4,15000,9900,"Yes"]
[202392032,null,"Mitsubishi Electric","HRCU-A-CB","SUZ-KA12NAH2","Mini-Splits","SEZ-KD12NA",11.8,15000,10000,"Yes"]
[202392051,null,"Mitsubishi Electric","HRCU-A-CB-O","SUZ-KA12NAH2","Mini-Splits","SLZ-KF12NA",10.9,13000,8900,"Yes"]
[202392055,null,"Mitsubishi Electric","HRCU-A-CB","SUZ-KA12NAH2","Mini-Splits","SVZ-KP12NA",11.5,15000,9900,"Yes"]
[204627062,null,"Mitsubishi Electric","HRCU-A-CB-O","SUZ-KA12NAHZ","Mini-Splits","MLZ-KP12NA",10.199999999999999,15000,9100]
[204627044,null,"Mitsubishi Electric","HRCU-A-CB","SUZ-KA12NAHZ","Mini-Splits","PEAD-A12AA",11,15000,9000]
[204627020,null,"Mitsubishi Electric","HRCU-A-CB","SUZ-KA12NAHZ","Mini-Splits","SEZ-KD12NA4",10.199999999999999,15000,9000]
[204627032,null,"Mitsubishi Electric","HRCU-A-CB-O","SUZ-KA12NAHZ","Mini-Splits","SLZ-KF12NA",10,13800,8300]
[204627055,null,"Mitsubishi Electric","HRCU-A-CB","SUZ-KA12NAHZ","Mini-Splits","SVZ-KP12NA",10.199999999999999,15000,8900]
[201810885,null,"Mitsubishi Electric","HRCU-A-CB","SUZ-KA15NA","Mini-Splits","PEAD-A15AA*",12.1,21000,13800]
[201754497,null,"Mitsubishi Electric","HRCU-A-CB","SUZ-KA15NA","Mini-Splits","SEZ-KD15NA",10,18000,11900]
[201754498,null,"Mitsubishi Electric","HRCU-A-CB-O","SUZ-KA15NA","Mini-Splits","SLZ-KA15NA",9.6,18000,12000]
[204629241,null,"Mitsubishi Electric","HRCU-A-CB-O","SUZ-KA15NA2","Mini-Splits","NAXCKS15A112A*",11.2,18000,11900]
[204629245,null,"Mitsubishi Electric","HRCU-A-CB","SUZ-KA15NA2","Mini-Splits","NAXDKS15A112A*",11.4,18000,11700]
[204629201,null,"Mitsubishi Electric","HRCU-A-CB-O","SUZ-KA15NA2","Mini-Splits","NTXCKS15A112A*",11.2,18000,11900]
[204629205,null,"Mitsubishi Electric","HRCU-A-CB","SUZ-KA15NA2","Mini-Splits","NTXDKS15A112A*",11.4,18000,11700]
[202392039,null,"Mitsubishi Electric","HRCU-A-CB","SUZ-KA15NA2","Mini-Splits","PEAD-A15AA",11.6,18000,11300,"Yes"]
[204629209,null,"Mitsubishi Electric","HRCU-A-CB","SUZ-KA15NA2","Mini-Splits","PEAD-A15AA7",11.6,18000,11300]
[202392029,null,"Mitsubishi Electric","HRCU-A-CB","SUZ-KA15NA2","Mini-Splits","SEZ-KD15NA",11.4,18000,11700,"Yes"]
[202392062,null,"Mitsubishi Electric","HRCU-A-CB-O","SUZ-KA15NA2","Mini-Splits","SLZ-KF15NA",11.2,18000,11900,"Yes"]
[202392045,null,"Mitsubishi Electric","HRCU-A-CB","SUZ-KA15NAH2","Mini-Splits","PEAD-A15AA",11.2,18000,11300,"Yes"]
[202392033,null,"Mitsubishi Electric","HRCU-A-CB","SUZ-KA15NAH2","Mini-Splits","SEZ-KD15NA",11,18000,11700,"Yes"]
[202392063,null,"Mitsubishi Electric","HRCU-A-CB-O","SUZ-KA15NAH2","Mini-Splits","SLZ-KF15NA",10.9,18000,11900,"Yes"]
[204627045,null,"Mitsubishi Electric","HRCU-A-CB","SUZ-KA15NAHZ","Mini-Splits","PEAD-A15AA",9.9,18000,11700]
[204627021,null,"Mitsubishi Electric","HRCU-A-CB","SUZ-KA15NAHZ","Mini-Splits","SEZ-KD15NA4",9.5,18000,12200]
[204627033,null,"Mitsubishi Electric","HRCU-A-CB-O","SUZ-KA15NAHZ","Mini-Splits","SLZ-KF15NA",9,16400,9700]
[201810886,null,"Mitsubishi Electric","HRCU-A-CB","SUZ-KA18NA","Mini-Splits","PEAD-A18AA*",11.5,24600,14000]
[201754325,null,"Mitsubishi Electric","HRCU-A-CB","SUZ-KA18NA","Mini-Splits","SEZ-KD18NA",10,21600,13100,"Yes"]
[201810888,null,"Mitsubishi Electric","HRCU-A-CB","SUZ-KA18NA","Mini-Splits","SVZ-KP18NA",10.4,22800,11600]
[202392020,null,"Mitsubishi Electric","HRCU-A-CB-O","SUZ-KA18NA2","Mini-Splits","MLZ-KP18NA",12.4,20000,13100,"Yes"]
[204629248,null,"Mitsubishi Electric","HRCU-A-CB","SUZ-KA18NA2","Mini-Splits","NAXAMT18A112A*",12.6,21600,14000]
[204629242,null,"Mitsubishi Electric","HRCU-A-CB-O","SUZ-KA18NA2","Mini-Splits","NAXCKS18A112A*",11.6,19700,12900]
[204629246,null,"Mitsubishi Electric","HRCU-A-CB","SUZ-KA18NA2","Mini-Splits","NAXDKS18A112A*",13.1,21600,13900]
[204629238,null,"Mitsubishi Electric","HRCU-A-CB-O","SUZ-KA18NA2","Mini-Splits","NAXUKS18A112A*",12.4,20000,13100]
[204629215,null,"Mitsubishi Electric","HRCU-A-CB","SUZ-KA18NA2","Mini-Splits","NTXAMT18A112A*",12.6,21600,14000]
[204629202,null,"Mitsubishi Electric","HRCU-A-CB-O","SUZ-KA18NA2","Mini-Splits","NTXCKS18A112A*",11.6,19700,12900]
[204629206,null,"Mitsubishi Electric","HRCU-A-CB","SUZ-KA18NA2","Mini-Splits","NTXDKS18A112A*",13.1,21600,13900]
[204629198,null,"Mitsubishi Electric","HRCU-A-CB-O","SUZ-KA18NA2","Mini-Splits","NTXUKS18A112A*",12.4,20000,13100]
[202392040,null,"Mitsubishi Electric","HRCU-A-CB","SUZ-KA18NA2","Mini-Splits","PEAD-A18AA",12.9,21600,14000,"Yes"]
[204629210,null,"Mitsubishi Electric","HRCU-A-CB","SUZ-KA18NA2","Mini-Splits","PEAD-A18AA7",12.9,21600,14000]
[202392030,null,"Mitsubishi Electric","HRCU-A-CB","SUZ-KA18NA2","Mini-Splits","SEZ-KD18NA",13.1,21600,13900,"Yes"]
[202392023,null,"Mitsubishi Electric","HRCU-A-CB-O","SUZ-KA18NA2","Mini-Splits","SLZ-KF18NA",11.6,19700,12900,"Yes"]
[202392054,null,"Mitsubishi Electric","HRCU-A-CB","SUZ-KA18NA2","Mini-Splits","SVZ-KP18NA",12.6,21600,14000,"Yes"]
[202392037,null,"Mitsubishi Electric","HRCU-A-CB-O","SUZ-KA18NAH2","Mini-Splits","MLZ-KP18NA",12,20000,13100,"Yes"]
[202392046,null,"Mitsubishi Electric","HRCU-A-CB","SUZ-KA18NAH2","Mini-Splits","PEAD-A18AA",12.5,21600,14000,"Yes"]
[202392034,null,"Mitsubishi Electric","HRCU-A-CB","SUZ-KA18NAH2","Mini-Splits","SEZ-KD18NA",12.8,21600,13900,"Yes"]
[202392052,null,"Mitsubishi Electric","HRCU-A-CB-O","SUZ-KA18NAH2","Mini-Splits","SLZ-KF18NA",11.3,19700,12900,"Yes"]
[202392056,null,"Mitsubishi Electric","HRCU-A-CB","SUZ-KA18NAH2","Mini-Splits","SVZ-KP18NA",12.2,21600,14000,"Yes"]
[204627063,null,"Mitsubishi Electric","HRCU-A-CB-O","SUZ-KA18NAHZ","Mini-Splits","MLZ-KP18NA",10,18600,11800]
[204627046,null,"Mitsubishi Electric","HRCU-A-CB","SUZ-KA18NAHZ","Mini-Splits","PEAD-A18AA",10.8,21600,14200]
[204627022,null,"Mitsubishi Electric","HRCU-A-CB","SUZ-KA18NAHZ","Mini-Splits","SEZ-KD18NA4",10.9,21600,14200]
[204627034,null,"Mitsubishi Electric","HRCU-A-CB-O","SUZ-KA18NAHZ","Mini-Splits","SLZ-KF18NA",9.4,18800,12100]
[204627056,null,"Mitsubishi Electric","HRCU-A-CB","SUZ-KA18NAHZ","Mini-Splits","SVZ-KP18NA",10.4,21600,14300]
[204629249,null,"Mitsubishi Electric","HRCU-A-CB","SUZ-KA24NA2","Mini-Splits","NAXAMT24A112A*",10.4,25000,14600]
[204629216,null,"Mitsubishi Electric","HRCU-A-CB","SUZ-KA24NA2","Mini-Splits","NTXAMT24A112A*",10.4,25000,14600]
[202392041,null,"Mitsubishi Electric","HRCU-A-CB","SUZ-KA24NA2","Mini-Splits","PEAD-A24AA",11.2,25000,15000]
[204629211,null,"Mitsubishi Electric","HRCU-A-CB","SUZ-KA24NA2","Mini-Splits","PEAD-A24AA7",11.2,25000,15000]
[202392024,null,"Mitsubishi Electric","HRCU-A-CB","SUZ-KA24NA2","Mini-Splits","SVZ-KP24NA",10.4,25000,14600]
[202392047,null,"Mitsubishi Electric","HRCU-A-CB","SUZ-KA24NAH2","Mini-Splits","PEAD-A24AA",11,25000,15000]
[202392057,null,"Mitsubishi Electric","HRCU-A-CB","SUZ-KA24NAH2","Mini-Splits","SVZ-KP24NA",10.1,25000,14600]
[204629250,null,"Mitsubishi Electric","HRCU-A-CB","SUZ-KA30NA2","Mini-Splits","NAXAMT30A112A*",13.6,30000,21400]
[204629217,null,"Mitsubishi Electric","HRCU-A-CB","SUZ-KA30NA2","Mini-Splits","NTXAMT30A112A*",13.6,30000,21400]
[202392042,null,"Mitsubishi Electric","HRCU-A-CB","SUZ-KA30NA2","Mini-Splits","PEAD-A30AA",12.6,30000,22400]
[204629212,null,"Mitsubishi Electric","HRCU-A-CB","SUZ-KA30NA2","Mini-Splits","PEAD-A30AA7",12.6,30000,22400]
[202392025,null,"Mitsubishi Electric","HRCU-A-CB","SUZ-KA30NA2","Mini-Splits","SVZ-KP30NA",13.6,30000,21400]
[202392048,null,"Mitsubishi Electric","HRCU-A-CB","SUZ-KA30NAH2","Mini-Splits","PEAD-A30AA",12.4,30000,22400]
[202392058,null,"Mitsubishi Electric","HRCU-A-CB","SUZ-KA30NAH2","Mini-Splits","SVZ-KP30NA",13.4,30000,21400]
[204629251,null,"Mitsubishi Electric","HRCU-A-CB","SUZ-KA36NA2","Mini-Splits","NAXAMT36A112A*",11.7,33400,23200]
[204629218,null,"Mitsubishi Electric","HRCU-A-CB","SUZ-KA36NA2","Mini-Splits","NTXAMT36A112A*",11.7,33400,23200]
[202392043,null,"Mitsubishi Electric","HRCU-A-CB","SUZ-KA36NA2","Mini-Splits","PEAD-A36AA",11.6,33400,23000]
[204629213,null,"Mitsubishi Electric","HRCU-A-CB","SUZ-KA36NA2","Mini-Splits","PEAD-A36AA7",11.6,33400,23000]
[202392026,null,"Mitsubishi Electric","HRCU-A-CB","SUZ-KA36NA2","Mini-Splits","SVZ-KP36NA",11.7,33400,23200]
[202392049,null,"Mitsubishi Electric","HRCU-A-CB","SUZ-KA36NAH2","Mini-Splits","PEAD-A36AA",11.5,33400,23000]
[202392059,null,"Mitsubishi Electric","HRCU-A-CB","SUZ-KA36NAH2","Mini-Splits","SVZ-KP36NA",11.6,33400,23200]
[202635799,null,"MOOVAIR","HRCU-A-CB-O","DM09HOS19115S1","Mini-Splits","DM09HIW19115S1",10,10000,6000,"Yes"]
[204005744,null,"MOOVAIR","HRCU-A-CB-O","DM09HOS23230E2","Mini-Splits","DM09HICU230X5",10.5,10000,5800,"Yes"]
[204005736,null,"MOOVAIR","HRCU-A-CB","DM09HOS23230E2","Mini-Splits","DM09HIDU230X5",11.5,10000,6800,"Yes"]
[203238509,null,"MOOVAIR","HRCU-A-CB-O","DM09HOS23230E2","Mini-Splits","DM09HIW23230E3",10.8,9800,5800,"Yes"]
[204005748,null,"MOOVAIR","HRCU-A-CB-O","DM09HOS25230E3","Mini-Splits","DM09HICU230X5",10.8,10000,6700]
[204005740,null,"MOOVAIR","HRCU-A-CB","DM09HOS25230E3","Mini-Splits","DM09HIDU230X5",12,10000,7200,"Yes"]
[204005732,null,"MOOVAIR","HRCU-A-CB-O","DM09HOS25230E3","Mini-Splits","DM09HIW23230E3",11.2,10900,6900,"Yes"]
[202635800,null,"MOOVAIR","HRCU-A-CB-O","DM12HOS19115S1","Mini-Splits","DM12HIW19115S1",9.5,12000,7500]
[204005745,null,"MOOVAIR","HRCU-A-CB-O","DM12HOS23230E2","Mini-Splits","DM12HICU230X5",10.5,12000,7500,"Yes"]
[204005737,null,"MOOVAIR","HRCU-A-CB","DM12HOS23230E2","Mini-Splits","DM12HIDU230X5",11.5,12000,7200]
[203238510,null,"MOOVAIR","HRCU-A-CB-O","DM12HOS23230E2","Mini-Splits","DM12HIW23230E3",11,12000,7700,"Yes"]
[204005749,null,"MOOVAIR","HRCU-A-CB-O","DM12HOS25230E3","Mini-Splits","DM12HICU230X5",10.6,12000,8700,"Yes"]
[204005741,null,"MOOVAIR","HRCU-A-CB","DM12HOS25230E3","Mini-Splits","DM12HIDU230X5",11,12000,8500,"Yes"]
[204005733,null,"MOOVAIR","HRCU-A-CB-O","DM12HOS25230E3","Mini-Splits","DM12HIW23230E3",12,12000,7800,"Yes"]
[202635803,null,"MOOVAIR","HMSV-A-CB","DM18HOM23230X2","Non-Ducted Indoor Units","Multiple combinations, check manufacturer compatibility",10.3,19000,12000]
[203238516,null,"MOOVAIR","HMSV-A-CB","DM18HOM23230X2","Non-Ducted Indoor Units","Multiple combinations, check manufacturer compatibility",10.3,19000,12000,"Yes"]
[204005762,null,"MOOVAIR","HMSV-A-CB","DM18HOM23230X2","Ducted Indoor Units","Multiple combinations, check manufacturer compatibility",10,18500,11500]
[204005768,null,"MOOVAIR","HMSV-A-CB","DM18HOM23230X2","Mixed Ducted and Non-Ducted Indoor Units","Multiple combinations, check manufacturer compatibility",9.85,18200,11550]
[204005751,null,"MOOVAIR","HMSV-A-CB","DM18HOM25230X3","Non-Ducted Indoor Units","Multiple combinations, check manufacturer compatibility",9.8000000000000007,20000,12600]
[204005759,null,"MOOVAIR","HMSV-A-CB","DM18HOM25230X3","Ducted Indoor Units","Multiple combinations, check manufacturer compatibility",9.8000000000000007,19000,12600]
[204005766,null,"MOOVAIR","HMSV-A-CB","DM18HOM25230X3","Mixed Ducted and Non-Ducted Indoor Units","Multiple combinations, check manufacturer compatibility",9.4,19000,12300]
[202635801,null,"MOOVAIR","HRCU-A-CB-O","DM18HOS19230S1","Mini-Splits","DM18HIW19230S1",10,18000,11000,"Yes"]
[204005746,null,"MOOVAIR","HRCU-A-CB-O","DM18HOS23230E2","Mini-Splits","DM18HICU230X5",10.3,18000,12000,"Yes"]
[204005738,null,"MOOVAIR","HRCU-A-CB","DM18HOS23230E2","Mini-Splits","DM18HIDU230X5",10.5,18000,12000,"Yes"]
[203238512,null,"MOOVAIR","HRCU-A-CB-O","DM18HOS23230E2","Mini-Splits","DM18HIW23230E3",10.4,18000,11400,"Yes"]
[204005750,null,"MOOVAIR","HRCU-A-CB-O","DM18HOS25230E3","Mini-Splits","DM18HICU230X5",10.5,18000,12000]
[204005742,null,"MOOVAIR","HRCU-A-CB","DM18HOS25230E3","Mini-Splits","DM18HIDU230X5",11,19000,13400]
[204005734,null,"MOOVAIR","HRCU-A-CB-O","DM18HOS25230E3","Mini-Splits","DM18HIW23230E3",10.3,18000,10800]
[202635802,null,"MOOVAIR","HRCU-A-CB-O","DM24HOS19230S1","Mini-Splits","DM24HIW19230S1",9.5,24000,14400]
[204005747,null,"MOOVAIR","HRCU-A-CB-O","DM24HOS23230E2","Mini-Splits","DM24HICU230X5",10.5,24400,15800,"Yes"]
[204005739,null,"MOOVAIR","HRCU-A-CB","DM24HOS23230E2","Mini-Splits","DM24HIDU230X5",11,24400,16000,"Yes"]
[203238514,null,"MOOVAIR","HRCU-A-CB-O","DM24HOS23230E2","Mini-Splits","DM24HIW23230E3",11.5,25000,15300,"Yes"]
[204005756,null,"MOOVAIR","HRCU-A-CB-O","DM24HOS25230E3","Mini-Splits","DM24HICU230X5",11.5,24000,16200]
[204005743,null,"MOOVAIR","HRCU-A-CB","DM24HOS25230E3","Mini-Splits","DM24HIDU230X5",12.5,24000,17200,"Yes"]
[204005735,null,"MOOVAIR","HRCU-A-CB-O","DM24HOS25230E3","Mini-Splits","DM24HIW23230E3",11.5,24000,15400]
[202635804,null,"MOOVAIR","HMSV-A-CB","DM27HOM23230X2","Non-Ducted Indoor Units","Multiple combinations, check manufacturer compatibility",10.3,28000,17200]
[203238518,null,"MOOVAIR","HMSV-A-CB","DM27HOM23230X2","Non-Ducted Indoor Units","Multiple combinations, check manufacturer compatibility",10.3,28000,17200,"Yes"]
[204005763,null,"MOOVAIR","HMSV-A-CB","DM27HOM23230X2","Ducted Indoor Units","Multiple combinations, check manufacturer compatibility",10,28000,17600]
[204005769,null,"MOOVAIR","HMSV-A-CB","DM27HOM23230X2","Mixed Ducted and Non-Ducted Indoor Units","Multiple combinations, check manufacturer compatibility",10.4,27400,17700]
[204005772,null,"MOOVAIR","HMSV-A-CB","DM27HOM25230X3","Non-Ducted Indoor Units","Multiple combinations, check manufacturer compatibility",10.4,31400,18000,"Yes"]
[204005760,null,"MOOVAIR","HMSV-A-CB","DM27HOM25230X3","Ducted Indoor Units","Multiple combinations, check manufacturer compatibility",10,28400,16600]
[204005767,null,"MOOVAIR","HMSV-A-CB","DM27HOM25230X3","Mixed Ducted and Non-Ducted Indoor Units","Multiple combinations, check manufacturer compatibility",9.98,28600,17300]
[202635811,null,"MOOVAIR","HRCU-A-CB-O","DM30HOS19230S1","Mini-Splits","DM30HIW19230S1",9.6,30000,19000]
[202635805,null,"MOOVAIR","HMSV-A-CB","DM36HOM23230X2","Specific","DM09HIW23230E3DM09HIW23230E3DM09HIW23230E3DM09HIW23230E3",10.199999999999999,36000,24600]
[204005770,null,"MOOVAIR","HMSV-A-CB","DM36HOM23230X2","Mixed Ducted and Non-Ducted Indoor Units","Multiple combinations, check manufacturer compatibility",10.1,36400,23300]
[203238789,null,"MOOVAIR","HMSV-A-CB","DM36HOM23230X2","Non-Ducted Indoor Units","Multiple combinations, check manufacturer compatibility",10.199999999999999,36000,24600,"Yes"]
[204005764,null,"MOOVAIR","HMSV-A-CB","DM36HOM23230X2","Ducted Indoor Units","Multiple combinations, check manufacturer compatibility",10,37000,23000]
[204005773,null,"MOOVAIR","HMSV-A-CB","DM36HOM25230X3","Mixed Ducted and Non-Ducted Indoor Units","Multiple combinations, check manufacturer compatibility",10.23,36200,24000]
[204005752,null,"MOOVAIR","HMSV-A-CB","DM36HOM25230X3","Non-Ducted Indoor Units","Multiple combinations, check manufacturer compatibility",10.5,36000,23200,"Yes"]
[204005761,null,"MOOVAIR","HMSV-A-CB","DM36HOM25230X3","Ducted Indoor Units","Multiple combinations, check manufacturer compatibility",11,37000,24600,"Yes"]
[204005757,null,"MOOVAIR","HRCU-A-CB-O","DM36HOS18230E5","Mini-Splits","DM36HICU230X5",10.5,38000,25200,"Yes"]
[204005753,null,"MOOVAIR","HRCU-A-CB","DM36HOS18230E5","Mini-Splits","DM36HIDU230X5",11.5,40000,27600,"Yes"]
[202635810,null,"MOOVAIR","HRCU-A-CB-O","DM36HOS19230S1","Mini-Splits","DM36HIW19230S1",10,36000,21400]
[202635806,null,"MOOVAIR","HMSV-A-CB","DM48HOM23230X2","Non-Ducted Indoor Units","Multiple combinations, check manufacturer compatibility",10.199999999999999,48000,29600]
[204005771,null,"MOOVAIR","HMSV-A-CB","DM48HOM23230X2","Mixed Ducted and Non-Ducted Indoor Units","Multiple combinations, check manufacturer compatibility",10.85,49000,32200]
[203238520,null,"MOOVAIR","HMSV-A-CB","DM48HOM23230X2","Non-Ducted Indoor Units","Multiple combinations, check manufacturer compatibility",10.199999999999999,48000,29600,"Yes"]
[204005765,null,"MOOVAIR","HMSV-A-CB","DM48HOM23230X2","Ducted Indoor Units","Multiple combinations, check manufacturer compatibility",11.5,50000,34000]
[205309413,null,"MOOVAIR","HMSV-A-CB","DM48HOM25230X3","Non-Ducted Indoor Units","Multiple combinations, check manufacturer compatibility",10.3,49000,30000]
[205309414,null,"MOOVAIR","HMSV-A-CB","DM48HOM25230X3","Ducted Indoor Units","Multiple combinations, check manufacturer compatibility",10.5,50000,28000]
[205309415,null,"MOOVAIR","HMSV-A-CB","DM48HOM25230X3","Mixed Ducted and Non-Ducted Indoor Units","Multiple combinations, check manufacturer compatibility",10.4,49500,29000]
[204005758,null,"MOOVAIR","HRCU-A-CB-O","DM48HOS18230E5","Mini-Splits","DM48HICU230X5",11,50000,35000,"Yes"]
[204005754,null,"MOOVAIR","HRCU-A-CB","DM48HOS18230E5","Mini-Splits","DM48HIDU230X5",10.3,49500,33400,"Yes"]
[204005755,null,"MOOVAIR","HRCU-A-CB","DM60HOS18230E5","Mini-Splits","DM60HIDU230X5",9,60000,37600,"Yes"]
[9857544,null,"MRCOOL","HRCU-A-CB-O","A-09-HP-230A","Mini-Splits","A-09-HP-WMAH-230A",9,9800,5700]
[205415980,null,"MRCOOL","HRCU-A-CB-O","A-09-HP-C-115B","Mini-Splits","A-09-HP-WMAH-115B",10,10000,6000]
[10231850,null,"MRCOOL","HRCU-A-CB-O","A-09-HP-C-230A","Mini-Splits","A-09-HP-WMAH-230A",9,9800,5700]
[202918798,null,"MRCOOL","HRCU-A-CB-O","A-09-HP-C-230B","Mini-Splits","A-09-HP-WMAH-230B",9.5,9000,6000]
[9857545,null,"MRCOOL","HRCU-A-CB-O","A-12-HP-230A","Mini-Splits","A-12-HP-WMAH-230A",9,11800,6800]
[205415981,null,"MRCOOL","HRCU-A-CB-O","A-12-HP-C-115B","Mini-Splits","A-12-HP-WMAH-115B",9.5,12000,7500]
[10231851,null,"MRCOOL","HRCU-A-CB-O","A-12-HP-C-230A","Mini-Splits","A-12-HP-WMAH-230A",9,11800,6800]
[202918799,null,"MRCOOL","HRCU-A-CB-O","A-12-HP-C-230B","Mini-Splits","A-12-HP-WMAH-230B",9.5,12000,6800]
[9857546,null,"MRCOOL","HRCU-A-CB-O","A-18-HP-230A","Mini-Splits","A-18-HP-WMAH-230A",9.8000000000000007,18000,12200]
[10231852,null,"MRCOOL","HRCU-A-CB-O","A-18-HP-C-230A","Mini-Splits","A-18-HP-WMAH-230A",9.8000000000000007,18000,12200]
[202918800,null,"MRCOOL","HRCU-A-CB-O","A-18-HP-C-230B","Mini-Splits","A-18-HP-WMAH-230B",10,18000,11000,"Yes"]
[9857547,null,"MRCOOL","HRCU-A-CB-O","A-23-HP-230A","Mini-Splits","A-23-HP-WMAH-230A",9,25000,14800]
[10231853,null,"MRCOOL","HRCU-A-CB-O","A-24-HP-C-230A","Mini-Splits","A-24-HP-WMAH-230A",9,25000,14800]
[202918801,null,"MRCOOL","HRCU-A-CB-O","A-24-HP-C-230B","Mini-Splits","A-24-HP-WMAH-230B",9.5,24000,14400]
[205415982,null,"MRCOOL","HRCU-A-CB-O","A-36-HP-C-230B","Mini-Splits","A-36-HP-WMAH-230B",10,36000,21400]
[204711122,null,"MRCOOL","HRCU-A-CB-O","DIY-12-HP-C-115B","Mini-Splits","DIY-12-HP-WMAH-115B",10,12000,7200,"Yes"]
[8994006,null,"MRCOOL","HRCU-A-CB-O","DIY-18-C-HP-230A","Mini-Splits","DIY-18-WMAH-HP-230A",9.5,18000,11700]
[202576847,null,"MRCOOL","HRCU-A-CB-O","DIY-18-HP-C-230AE","Mini-Splits","DIY-18-HP-WMAH-230AE",9.5,18000,11700]
[204711123,null,"MRCOOL","HRCU-A-CB-O","DIY-18-HP-C-230B","Mini-Splits","DIY-18-HP-WMAH-230B",10,18000,11300,"Yes"]
[8994007,null,"MRCOOL","HRCU-A-CB-O","DIY-24-C-HP-230A","Mini-Splits","DIY-24-WMAH-HP-230A",9,25000,15900]
[202576848,null,"MRCOOL","HRCU-A-CB-O","DIY-24-HP-C-230AE","Mini-Splits","DIY-24-HP-WMAH-230AE",9,25000,15900]
[204711124,null,"MRCOOL","HRCU-A-CB-O","DIY-24-HP-C-230B","Mini-Splits","DIY-24-HP-WMAH-230B",10,25000,14800,"Yes"]
[8994008,null,"MRCOOL","HRCU-A-CB-O","DIY-36-C-HP-230A","Mini-Splits","DIY-36-WMAH-HP-230A",9,36000,21200]
[202576849,null,"MRCOOL","HRCU-A-CB-O","DIY-36-HP-C-230AE","Mini-Splits","DIY-36-HP-WMAH-230AE",9,36000,21200]
[202918802,null,"MRCOOL","HMSV-A-CB","MULTI2-18HP230V1","Non-Ducted Indoor Units","Multiple combinations, check manufacturer compatibility",10.3,19000,12000]
[204462358,null,"MRCOOL","HMSV-A-CB","MULTI2-18HP230V1","Non-Ducted Indoor Units","Multiple combinations, check manufacturer compatibility",10.3,19000,12000]
[204462362,null,"MRCOOL","HMSV-A-CB","MULTI2-18HP230V1","Ducted Indoor Units","Multiple combinations, check manufacturer compatibility",10,18500,11500]
[204462366,null,"MRCOOL","HMSV-A-CB","MULTI2-18HP230V1","Mixed Ducted and Non-Ducted Indoor Units","Multiple combinations, check manufacturer compatibility",9.9,18600,11600]
[8977707,null,"MRCOOL","HMSV-A-CB","MULTI2-18HP230V1","Non-Ducted Indoor Units","Multiple combinations, check manufacturer compatibility",10.3,19000,12000,"Yes"]
[202918803,null,"MRCOOL","HMSV-A-CB","MULTI3-27HP230V1","Non-Ducted Indoor Units","Multiple combinations, check manufacturer compatibility",10.3,28000,17200]
[204462360,null,"MRCOOL","HMSV-A-CB","MULTI3-27HP230V1","Non-Ducted Indoor Units","Multiple combinations, check manufacturer compatibility",10.3,28000,17200]
[204462364,null,"MRCOOL","HMSV-A-CB","MULTI3-27HP230V1","Ducted Indoor Units","Multiple combinations, check manufacturer compatibility",10,28000,17600]
[204462368,null,"MRCOOL","HMSV-A-CB","MULTI3-27HP230V1","Mixed Ducted and Non-Ducted Indoor Units","Multiple combinations, check manufacturer compatibility",9.77,27600,17000]
[8977708,null,"MRCOOL","HMSV-A-CB","MULTI3-27HP230V1","Non-Ducted Indoor Units","Multiple combinations, check manufacturer compatibility",10.3,28000,17200,"Yes"]
[202918805,null,"MRCOOL","HMSV-A-CB","MULTI4-36HP230V1","Non-Ducted Indoor Units","Multiple combinations, check manufacturer compatibility",10.199999999999999,36000,24600]
[204462359,null,"MRCOOL","HMSV-A-CB","MULTI4-36HP230V1","Non-Ducted Indoor Units","Multiple combinations, check manufacturer compatibility",10.199999999999999,36000,24600]
[204462363,null,"MRCOOL","HMSV-A-CB","MULTI4-36HP230V1","Ducted Indoor Units","Multiple combinations, check manufacturer compatibility",10,37000,23000]
[204462367,null,"MRCOOL","HMSV-A-CB","MULTI4-36HP230V1","Mixed Ducted and Non-Ducted Indoor Units","Multiple combinations, check manufacturer compatibility",9.9700000000000006,36200,23400]
[8977709,null,"MRCOOL","HMSV-A-CB","MULTI4-36HP230V1","Non-Ducted Indoor Units","Multiple combinations, check manufacturer compatibility",10.199999999999999,36000,24600,"Yes"]
[202918804,null,"MRCOOL","HMSV-A-CB","MULTI5-48HP230V1","Non-Ducted Indoor Units","Multiple combinations, check manufacturer compatibility",10.199999999999999,48000,29600]
[204462357,null,"MRCOOL","HMSV-A-CB","MULTI5-48HP230V1","Non-Ducted Indoor Units","Multiple combinations, check manufacturer compatibility",10.199999999999999,48000,29600]
[204462361,null,"MRCOOL","HMSV-A-CB","MULTI5-48HP230V1","Ducted Indoor Units","Multiple combinations, check manufacturer compatibility",11.5,50000,34000]
[204462365,null,"MRCOOL","HMSV-A-CB","MULTI5-48HP230V1","Mixed Ducted and Non-Ducted Indoor Units","Multiple combinations, check manufacturer compatibility",10.6,49000,32200]
[8977710,null,"MRCOOL","HMSV-A-CB","MULTI5-48HP230V1","Non-Ducted Indoor Units","Multiple combinations, check manufacturer compatibility",10.199999999999999,48000,29600,"Yes"]
[204469761,null,"MRCOOL","HRCU-A-CB","O-ES-09-HP-C-230","Mini-Splits","DUCT-09HP-230",11.5,10000,6800,"Yes"]
[204783911,null,"MRCOOL","HRCU-A-CB-O","O-ES-09-HP-C-230","Mini-Splits","O-09-HP-WMAH-230A",10.8,9800,5800,"Yes"]
[8967213,null,"MRCOOL","HRCU-A-CB-O","O-ES-09-HP-C-230","Mini-Splits","O-ES-09-HP-WMAH-230",10.5,9800,6400]
[204469758,null,"MRCOOL","HRCU-A-CB-O","O-ES-12-HP-C-230","Mini-Splits","CASSETTE12HP-230",10.5,12000,7500,"Yes"]
[204469762,null,"MRCOOL","HRCU-A-CB","O-ES-12-HP-C-230","Mini-Splits","DUCT-12HP-230",11.5,12000,7200]
[204783912,null,"MRCOOL","HRCU-A-CB-O","O-ES-12-HP-C-230","Mini-Splits","O-12-HP-WMAH-230A",11,12000,7700,"Yes"]
[8967214,null,"MRCOOL","HRCU-A-CB-O","O-ES-12-HP-C-230","Mini-Splits","O-ES-12-HP-WMAH-230",9.8000000000000007,12000,7200]
[204469759,null,"MRCOOL","HRCU-A-CB-O","O-ES-18-HP-C-230","Mini-Splits","CASSETTE18HP-230",10.3,18000,12000,"Yes"]
[204469763,null,"MRCOOL","HRCU-A-CB","O-ES-18-HP-C-230","Mini-Splits","DUCT-18HP-230",10.5,18000,12000,"Yes"]
[204783913,null,"MRCOOL","HRCU-A-CB-O","O-ES-18-HP-C-230","Mini-Splits","O-18-HP-WMAH-230A",10.4,18000,11400,"Yes"]
[8967215,null,"MRCOOL","HRCU-A-CB-O","O-ES-18-HP-C-230","Mini-Splits","O-ES-18-HP-WMAH-230",10,18000,10400]
[204469760,null,"MRCOOL","HRCU-A-CB-O","O-ES-24-HP-C-230","Mini-Splits","CASSETTE24HP-230",10.5,24400,15800,"Yes"]
[204469764,null,"MRCOOL","HRCU-A-CB","O-ES-24-HP-C-230","Mini-Splits","DUCT-24HP-230",11,24400,16000,"Yes"]
[204783914,null,"MRCOOL","HRCU-A-CB-O","O-ES-24-HP-C-230","Mini-Splits","O-24-HP-WMAH-230A",11.5,25000,15300,"Yes"]
[8967216,null,"MRCOOL","HRCU-A-CB-O","O-ES-24-HP-C-230","Mini-Splits","O-ES-24-HP-WMAH-230",10,25000,15300]
[8977715,null,"MRCOOL","HRCU-A-CB-O","O-HH-09-HP-C-230","Mini-Splits","CASSETTE12HP-230",10.8,10000,6700]
[204469768,null,"MRCOOL","HRCU-A-CB","O-HH-09-HP-C-230","Mini-Splits","DUCT-09HP-230",12,10000,7200,"Yes"]
[204783915,null,"MRCOOL","HRCU-A-CB-O","O-HH-09-HP-C-230","Mini-Splits","O-09-HP-WMAH-230A",11.2,10900,6900,"Yes"]
[8967209,null,"MRCOOL","HRCU-A-CB-O","O-HH-09-HP-C-230","Mini-Splits","O-HH-09-HP-WMAH-230",11.2,10900,6900]
[204340473,null,"MRCOOL","HRCU-A-CB-O","O-HH-12-HP-C-230","Mini-Splits","CASSETTE12HP-230",10.6,12000,8700,"Yes"]
[204469765,null,"MRCOOL","HRCU-A-CB-O","O-HH-12-HP-C-230","Mini-Splits","CASSETTE12HP-230",10.6,12000,8700]
[8977716,null,"MRCOOL","HRCU-A-CB-O","O-HH-12-HP-C-230","Mini-Splits","CASSETTE18HP-230",10.6,12000,8700]
[204469769,null,"MRCOOL","HRCU-A-CB","O-HH-12-HP-C-230","Mini-Splits","DUCT-12HP-230",11,12000,8500,"Yes"]
[204783916,null,"MRCOOL","HRCU-A-CB-O","O-HH-12-HP-C-230","Mini-Splits","O-12-HP-WMAH-230A",12,12000,7800,"Yes"]
[8967210,null,"MRCOOL","HRCU-A-CB-O","O-HH-12-HP-C-230","Mini-Splits","O-HH-12-HP-WMAH-230",12,12000,7800]
[204340474,null,"MRCOOL","HRCU-A-CB-O","O-HH-18-HP-C-230","Mini-Splits","CASSETTE18HP-230",10.5,18000,12000]
[204469766,null,"MRCOOL","HRCU-A-CB-O","O-HH-18-HP-C-230","Mini-Splits","CASSETTE18HP-230",10.5,18000,12000]
[8977717,null,"MRCOOL","HRCU-A-CB-O","O-HH-18-HP-C-230","Mini-Splits","CASSETTE24HP-230",10.5,18000,12000]
[204469770,null,"MRCOOL","HRCU-A-CB","O-HH-18-HP-C-230","Mini-Splits","DUCT-18HP-230",11,19000,13400]
[204783917,null,"MRCOOL","HRCU-A-CB-O","O-HH-18-HP-C-230","Mini-Splits","O-18-HP-WMAH-230A",10.3,18000,10800]
[8967211,null,"MRCOOL","HRCU-A-CB-O","O-HH-18-HP-C-230","Mini-Splits","O-HH-18-HP-WMAH-230",10.3,18000,10800]
[204340475,null,"MRCOOL","HRCU-A-CB-O","O-HH-24-HP-C-230","Mini-Splits","CASSETTE24HP-230",11.5,24000,16200]
[204469767,null,"MRCOOL","HRCU-A-CB-O","O-HH-24-HP-C-230","Mini-Splits","CASSETTE24HP-230",11.5,24000,16200]
[204469771,null,"MRCOOL","HRCU-A-CB","O-HH-24-HP-C-230","Mini-Splits","DUCT-24HP-230",12.5,24000,17200,"Yes"]
[204783918,null,"MRCOOL","HRCU-A-CB-O","O-HH-24-HP-C-230","Mini-Splits","O-24-HP-WMAH-230A",11.5,24000,15400]
[8967212,null,"MRCOOL","HRCU-A-CB-O","O-HH-24-HP-C-230","Mini-Splits","O-HH-24-HP-WMAH-230",11.5,24000,15400]
[4733654,null,"MS7 SERIES","HRCU-A-CB-O","MS7-HO-12P1*","Mini-Splits","MS7-HI-12P1*",9.6,13000,7500]
[4733656,null,"MS7 SERIES","HRCU-A-CB-O","MS7-HO-24P1*","Mini-Splits","MS7-HI-24P1*",10.199999999999999,26000,16000]
[5625422,null,"MS8 SERIES","HRCU-A-CB-O","MS8-HO-12P1A","Mini-Splits","MS8-HI-12P1A",9.1999999999999993,13000,7600]
[5625423,null,"MS8 SERIES","HRCU-A-CB-O","MS8-HO-18P1A","Mini-Splits","MS8-HI-18P1A",10,19800,12700]
[5625424,null,"MS8 SERIES","HRCU-A-CB-O","MS8-HO-24P1A","Mini-Splits","MS8-HI-24P1A",10,23000,15000]
[9850216,null,"MULTIZONE","HRCU-A-CB-O","MIL09H2G31(O)","Mini-Splits","MIL09H2G31(I)",9.1,10000,4500]
[9850215,null,"MULTIZONE","HRCU-A-CB-O","MIL12H2G31(O)","Mini-Splits","MIL12H2G31(I)",9,13000,7500]
[9850220,null,"MULTIZONE","HRCU-A-CB-O","MIL18H2G31(O)","Mini-Splits","MIL18H2G31(I)",10.1,20000,11600]
[9850221,null,"MULTIZONE","HRCU-A-CB-O","MIL24H2G31(O)","Mini-Splits","MIL24H2G31(I)",9.8000000000000007,24400,13000]
[9850223,null,"MULTIZONE","HRCU-A-CB-O","MIL31H2G31(O)","Mini-Splits","MIL31H2G31(I)",12.3,31000,16000]
[9850224,null,"MULTIZONE","HRCU-A-CB-O","MIL36H2G31(O)","Mini-Splits","MIL36H2G31(I)",9.6,33400,17500]
[9850217,null,"MULTIZONE","HRCU-A-CB-O","MIT09H2G31(O)","Mini-Splits","MIT09H2G31(I)",10.5,9500,5000]
[9850218,null,"MULTIZONE","HRCU-A-CB-O","MIT12H2G31(O)","Mini-Splits","MIT12H2G31(I)",10.8,13000,7500]
[9850219,null,"MULTIZONE","HRCU-A-CB-O","MIT18H2G31(O)","Mini-Splits","MIT18H2G31(I)",11.6,19000,11600]
[9850222,null,"MULTIZONE","HRCU-A-CB-O","MIT24H2G31(O)","Mini-Splits","MIT24H2G31(I)",10.5,24200,15400]
[204276495,null,"NADACS","HRCU-A-CB-O","MS12K110VCG","Mini-Splits","MS12K110VAHG",11.2,12000,7100]
[202382171,null,"NADACS","HRCU-A-CB-O","MS12KC110VG","Mini-Splits","MS12KAH110V",9,12000,7500]
[204276496,null,"NADACS","HRCU-A-CB-O","MS24KC230VG","Mini-Splits","MS24KAH230VG",10,25000,15300]
[202382172,null,"NADACS","HMSV-A-CB","MS27KC230VG","Non-Ducted Indoor Units","Multiple combinations, check manufacturer compatibility",9.8000000000000007,28000,16800]
[204276497,null,"NADACS","HRCU-A-CB-O","MS36KC230VG","Mini-Splits","MS36KAH230VG",10,36000,21400]
[8952861,null,"NAPOLEON","HRCU-A-CB-O","NH21-09F-O","Mini-Splits","NH21-09F-I",10.5,9800,6400]
[205309935,null,"NAPOLEON","HRCU-A-CB-O","NH21-09F-O","Mini-Splits","NH25-09F-I",10.8,9800,5800]
[8952862,null,"NAPOLEON","HRCU-A-CB-O","NH21-12F-O","Mini-Splits","NH21-12F-I",9.8000000000000007,12000,7200]
[205309936,null,"NAPOLEON","HRCU-A-CB-O","NH21-12F-O","Mini-Splits","NH25-12F-I",11,12000,7700]
[8952863,null,"NAPOLEON","HRCU-A-CB-O","NH21-18F-O","Mini-Splits","NH21-18F-I",10,18000,10400]
[205309937,null,"NAPOLEON","HRCU-A-CB-O","NH21-18F-O","Mini-Splits","NH25-18F-I",10.4,18000,11400]
[8952864,null,"NAPOLEON","HRCU-A-CB-O","NH21-24F-O","Mini-Splits","NH21-24F-I",10,25000,15300]
[205309938,null,"NAPOLEON","HRCU-A-CB-O","NH21-24F-O","Mini-Splits","NH25-24F-I",11.5,25000,15300]
[8952855,null,"NAPOLEON","HRCU-A-CB-O","NH25-09F-O","Mini-Splits","NH25-09F-I",11.2,10900,6900]
[8952856,null,"NAPOLEON","HRCU-A-CB-O","NH25-12F-O","Mini-Splits","NH25-12F-I",12,12000,7800]
[8952857,null,"NAPOLEON","HRCU-A-CB-O","NH25-18F-O","Mini-Splits","NH25-18F-I",10.3,18000,10800]
[8952858,null,"NAPOLEON","HRCU-A-CB-O","NH25-24F-O","Mini-Splits","NH25-24F-I",11.5,24000,15400]
[8952859,null,"NAPOLEON","HRCU-A-CB-O","NH25-30F-O","Mini-Splits","NH25-30F-I",9.4,30000,18500]
[203363532,null,"NAPOLEON","HRCU-A-CB-O","NHAS-12-O","Mini-Splits","NHAS-12-I",9.5,12000,6800]
[203363533,null,"NAPOLEON","HRCU-A-CB-O","NHAS-18-O","Mini-Splits","NHAS-18-I",10,18000,11000]
[203363534,null,"NAPOLEON","HRCU-A-CB-O","NHAS-24-O","Mini-Splits","NHAS-24-I",9.5,24000,14400]
[8952865,null,"NAPOLEON","HRCU-A-CB-O","NLIS09F-O-C","Mini-Splits","NLIS09F-I-C",9,9800,5700]
[8952866,null,"NAPOLEON","HRCU-A-CB-O","NLIS12F-O-C","Mini-Splits","NLIS12F-I-C",9,11800,6800]
[8952867,null,"NAPOLEON","HRCU-A-CB-O","NLIS18F-O-C","Mini-Splits","NLIS18F-I-C",9.8000000000000007,18000,12200]
[8952868,null,"NAPOLEON","HRCU-A-CB-O","NLIS24F-O-C","Mini-Splits","NLIS24F-I-C",9,25000,14800]
[203363530,null,"NAPOLEON","HMSV-A-CB","NMZO-27F-B","Non-Ducted Indoor Units","Multiple combinations, check manufacturer compatibility",10.3,28000,17200]
[203363535,null,"NAPOLEON","HMSV-A-CB","NMZO-27F-B","Mixed Ducted and Non-Ducted Indoor Units","Multiple combinations, check manufacturer compatibility",10.4,27400,17700]
[203363528,null,"NAPOLEON","HMSV-A-CB","NMZO-27F-B","Specific","NH21-09F-INH21-09F-INH21-09F-I",9.8000000000000007,28000,16800]
[203363529,null,"NAPOLEON","HMSV-A-CB","NMZO-36F-B","Non-Ducted Indoor Units","Multiple combinations, check manufacturer compatibility",10.3,36000,25400]
[203363536,null,"NAPOLEON","HMSV-A-CB","NMZO-36F-B","Mixed Ducted and Non-Ducted Indoor Units","Multiple combinations, check manufacturer compatibility",10.1,36400,23300]
[205309942,null,"NAPOLEON","HMSV-A-CB","NMZO-36F-B","Non-Ducted Indoor Units","Multiple combinations, check manufacturer compatibility",10.199999999999999,36000,24600]
[203363531,null,"NAPOLEON","HMSV-A-CB","NMZO-36F-B","Specific","NH25-09F-INH25-09F-INH25-09F-INH25-09F-I",10.199999999999999,36000,24600]
[200059051,9033417,"NORTEK","HMSV-A-CB","V5BV-36WMAK","Non-Ducted Indoor Units","Multiple combinations, check manufacturer compatibility",9,41500,24000]
[200059054,9033418,"NORTEK","HMSV-A-CB","V5BV-36WMAK","Ducted Indoor Units","Multiple combinations, check manufacturer compatibility",9,42000,25200]
[200059057,9033419,"NORTEK","HMSV-A-CB","V5BV-48WMAK","Non-Ducted Indoor Units","Multiple combinations, check manufacturer compatibility",9,52500,31600]
[200059060,9033420,"NORTEK","HMSV-A-CB","V5BV-48WMAK","Ducted Indoor Units","Multiple combinations, check manufacturer compatibility",9,52500,32000]
[205421170,null,"NOVAIR PLUS","HRCU-A-CB-O","09EVANVO","Mini-Splits","09EVANVI",10.5,9800,6400]
[205281379,null,"NOVAIR PLUS","HRCU-A-CB-O","09EVANVO","Mini-Splits","09EVCNVI",10.5,10000,5800]
[205281387,null,"NOVAIR PLUS","HRCU-A-CB","09EVANVO","Mini-Splits","09EVDNVI",11.5,10000,6800]
[205281378,null,"NOVAIR PLUS","HRCU-A-CB-O","09EVONVO","Mini-Splits","09EVCNVI",10.8,10000,6700]
[205281386,null,"NOVAIR PLUS","HRCU-A-CB","09EVONVO","Mini-Splits","09EVDNVI",12,10000,7200]
[201786765,null,"NOVAIR PLUS","HRCU-A-CB-O","09EVONVO","Mini-Splits","09EVONVI",11.2,10900,6900,"Yes"]
[205281375,null,"NOVAIR PLUS","HRCU-A-CB-O","12EVANVO","Mini-Splits","12EVANVI",9.8000000000000007,12000,7200]
[205281381,null,"NOVAIR PLUS","HRCU-A-CB-O","12EVANVO","Mini-Splits","12EVCNVI",10.5,12000,7500]
[205281389,null,"NOVAIR PLUS","HRCU-A-CB","12EVANVO","Mini-Splits","12EVDNVI",11.5,12000,7200]
[205281380,null,"NOVAIR PLUS","HRCU-A-CB-O","12EVONVO","Mini-Splits","12EVCNVI",10.6,12000,8700]
[205281388,null,"NOVAIR PLUS","HRCU-A-CB","12EVONVO","Mini-Splits","12EVDNVI",11,12000,8500]
[201786767,null,"NOVAIR PLUS","HRCU-A-CB-O","12EVONVO","Mini-Splits","12EVONVI",12,12000,7800,"Yes"]
[205281376,null,"NOVAIR PLUS","HRCU-A-CB-O","18EVANVO","Mini-Splits","18EVANVI",10,18000,10400]
[205281383,null,"NOVAIR PLUS","HRCU-A-CB-O","18EVANVO","Mini-Splits","18EVCNVI",10.3,18000,12000]
[205281391,null,"NOVAIR PLUS","HRCU-A-CB","18EVANVO","Mini-Splits","18EVDNVI",10.5,18000,12000]
[205281382,null,"NOVAIR PLUS","HRCU-A-CB-O","18EVONVO","Mini-Splits","18EVCNVI",10.5,18000,12000]
[205281390,null,"NOVAIR PLUS","HRCU-A-CB","18EVONVO","Mini-Splits","18EVDNVI",11,19000,13400]
[201786769,null,"NOVAIR PLUS","HRCU-A-CB-O","18EVONVO","Mini-Splits","18EVONVI",10.3,18000,10800,"Yes"]
[205281377,null,"NOVAIR PLUS","HRCU-A-CB-O","24EVANVO","Mini-Splits","24EVANVI",10,25000,15300]
[205281385,null,"NOVAIR PLUS","HRCU-A-CB-O","24EVANVO","Mini-Splits","24EVCNVI",10.5,24400,15800]
[205281393,null,"NOVAIR PLUS","HRCU-A-CB","24EVANVO","Mini-Splits","24EVDNVI",11,24400,16000]
[205281384,null,"NOVAIR PLUS","HRCU-A-CB-O","24EVONVO","Mini-Splits","24EVCNVI",11.5,24000,16200]
[205281392,null,"NOVAIR PLUS","HRCU-A-CB","24EVONVO","Mini-Splits","24EVDNVI",12.5,24000,17200]
[201786770,null,"NOVAIR PLUS","HRCU-A-CB-O","24EVONVO","Mini-Splits","24EVONVI",11.5,24000,15400,"Yes"]
[205281397,null,"NOVAIR PLUS","HMSV-A-CB","27EVANVMO","Non-Ducted Indoor Units","Multiple combinations, check manufacturer compatibility",10.3,24000,17200]
[205281398,null,"NOVAIR PLUS","HMSV-A-CB","27EVANVMO","Ducted Indoor Units","Multiple combinations, check manufacturer compatibility",10,24000,17600]
[205281399,null,"NOVAIR PLUS","HMSV-A-CB","27EVANVMO","Mixed Ducted and Non-Ducted Indoor Units","Multiple combinations, check manufacturer compatibility",10.15,24000,17400]
[205281400,null,"NOVAIR PLUS","HMSV-A-CB","36EVANVMO","Non-Ducted Indoor Units","Multiple combinations, check manufacturer compatibility",10,28000,17400]
[205281401,null,"NOVAIR PLUS","HMSV-A-CB","36EVANVMO","Ducted Indoor Units","Multiple combinations, check manufacturer compatibility",10,30000,23000]
[205281402,null,"NOVAIR PLUS","HMSV-A-CB","36EVANVMO","Mixed Ducted and Non-Ducted Indoor Units","Multiple combinations, check manufacturer compatibility",10,29000,20200]
[205281394,null,"NOVAIR PLUS","HMSV-A-CB","36EVONVMO","Non-Ducted Indoor Units","Multiple combinations, check manufacturer compatibility",10.3,24000,17200]
[205281395,null,"NOVAIR PLUS","HMSV-A-CB","36EVONVMO","Ducted Indoor Units","Multiple combinations, check manufacturer compatibility",10,24000,17600]
[205281396,null,"NOVAIR PLUS","HMSV-A-CB","36EVONVMO","Mixed Ducted and Non-Ducted Indoor Units","Multiple combinations, check manufacturer compatibility",10.15,24000,17400]
[205281403,null,"NOVAIR PLUS","HMSV-A-CB","48EVANVMO","Non-Ducted Indoor Units","Multiple combinations, check manufacturer compatibility",10.199999999999999,48000,29600]
[205281404,null,"NOVAIR PLUS","HMSV-A-CB","48EVANVMO","Ducted Indoor Units","Multiple combinations, check manufacturer compatibility",11.5,50000,34000]
[205281405,null,"NOVAIR PLUS","HMSV-A-CB","48EVANVMO","Mixed Ducted and Non-Ducted Indoor Units","Multiple combinations, check manufacturer compatibility",10.85,49000,31800]
[9967662,null,"OLMO","HRCU-A-CB-O","OS-09ALP115VGF(O)","Mini-Splits","OS-09ALP115VGF(I)",9,9800,5800]
[202606688,null,"OLMO","HRCU-A-CB-O","OS-09ALP115VGF/O","Mini-Splits","OS-09ALP115VGF/I",9,9800,5800]
[9967661,null,"OLMO","HRCU-A-CB-O","OS-09HP115V2NG(O)","Mini-Splits","OS-09HP115V2NG(I)",9,9800,5800]
[9495316,null,"OLMO","HRCU-A-CB-O","OS-09HPII5V7AG","Mini-Splits","OS-09HPII5V7AG",9,9800,5800]
[9967664,null,"OLMO","HRCU-A-CB-O","OS-12ALP115VGF(O)","Mini-Splits","OS-12ALP115VGF(I)",9,12000,7500]
[202606690,null,"OLMO","HRCU-A-CB-O","OS-12ALP115VGF/O","Mini-Splits","OS-12ALP115VGF/I",9,12000,7500]
[9967668,null,"OLMO","HRCU-A-CB-O","OS-12ALP230VGF(O)","Mini-Splits","OS-12ALP230VGF(I)",9.3000000000000007,12000,6800]
[202606691,null,"OLMO","HRCU-A-CB-O","OS-12ALP230VGF/O","Mini-Splits","OS-12ALP230VGF/I",9.3000000000000007,12000,6800]
[9967663,null,"OLMO","HRCU-A-CB-O","OS-12HP115V2NG(O)","Mini-Splits","OS-12HP115V2NG(I)",9,12000,7500]
[9967667,null,"OLMO","HRCU-A-CB-O","OS-12HP230V2NG(O)","Mini-Splits","OS-12HP230V2NG(I)",9.3000000000000007,12000,6800]
[9495319,null,"OLMO","HRCU-A-CB-O","OS-12HP230V7AG","Mini-Splits","OS-12HP230V7AG",9.3000000000000007,12000,6800]
[9495317,null,"OLMO","HRCU-A-CB-O","OS-12HPII5V7AG","Mini-Splits","OS-12HPII5V7AG",9,12000,7500]
[9967670,null,"OLMO","HRCU-A-CB-O","OS-18ALP230VGF(O)","Mini-Splits","OS-18ALP230VGF(I)",9.8000000000000007,18000,12200]
[202606692,null,"OLMO","HRCU-A-CB-O","OS-18ALP230VGF/O","Mini-Splits","OS-18ALP230VGF/I",9.8000000000000007,18000,12200]
[9967669,null,"OLMO","HRCU-A-CB-O","OS-18HP230V2NG(O)","Mini-Splits","OS-18HP230V2NG(I)",9.8000000000000007,18000,12200]
[9495320,null,"OLMO","HRCU-A-CB-O","OS-18HP230V7AG","Mini-Splits","OS-18HP230V7AG",9.8000000000000007,18000,12200]
[205309407,null,"OLMO","HRCU-A-CB-O","OS-EL09ALP115VO","Mini-Splits","OS-EL09ALP115VI",9.8000000000000007,9800,5500]
[205309408,null,"OLMO","HRCU-A-CB-O","OS-EL12ALP115VO","Mini-Splits","OS-EL12ALP115VI",9.4,12000,6500]
[205309410,null,"OLMO","HRCU-A-CB-O","OS-EL12ALP230VO","Mini-Splits","OS-EL12ALP230VI",9.4,12000,6500]
[205309409,null,"OLMO","HRCU-A-CB-O","OS-EL18ALP230VO","Mini-Splits","OS-EL18ALP230VI",9.6999999999999993,18000,11000]
[205309411,null,"OLMO","HRCU-A-CB-O","OS-EL24ALP230VO","Mini-Splits","OS-EL24ALP230VI",9.5,24000,14400]
[7505809,null,"OUELLET","HRCU-A-CB-O","OTP-B12000D-E","Mini-Splits","OTP-B12000D-I",9.1999999999999993,13000,7600]
[7505810,null,"OUELLET","HRCU-A-CB-O","OTP-B18000D-E","Mini-Splits","OTP-B18000D-I",10,19800,12700]
[7505811,null,"OUELLET","HRCU-A-CB-O","OTP-B24000D-E","Mini-Splits","OTP-B24000D-I",10,23000,15000]
[9085568,null,"OUELLET","HRCU-A-CB-O","OTP-C09000-E","Mini-Splits","OTP-C09000-I",10.5,11000,6800,"Yes"]
[9085572,null,"OUELLET","HRCU-A-CB-O","OTP-C09002-E","Mini-Splits","OTP-C09002-I",10.5,9900,6100]
[9085569,null,"OUELLET","HRCU-A-CB-O","OTP-C12000-E","Mini-Splits","OTP-C12000-I",11,13000,7100,"Yes"]
[9085570,null,"OUELLET","HRCU-A-CB-O","OTP-C18000-E","Mini-Splits","OTP-C18000-I",10.5,19800,12400,"Yes"]
[9085571,null,"OUELLET","HRCU-A-CB-O","OTP-C24000-E","Mini-Splits","OTP-C24000-I",10,23000,14600,"Yes"]
[10221208,null,"PANASONIC","HMSV-A-CB","CU-2E18SBU-5","Ducted Indoor Units","Multiple combinations, check manufacturer compatibility",9,20200,12000]
[10208229,null,"PANASONIC","HMSV-A-CB","CU-2E18SBU-5","Non-Ducted Indoor Units","Multiple combinations, check manufacturer compatibility",9.5,20200,17400]
[10221199,null,"PANASONIC","HMSV-A-CB","CU-3E19RBU-5","Non-Ducted Indoor Units","Multiple combinations, check manufacturer compatibility",10.5,26000,20800,"Yes"]
[10221209,null,"PANASONIC","HMSV-A-CB","CU-3E19RBU-5","Ducted Indoor Units","Multiple combinations, check manufacturer compatibility",9,26000,16000]
[10221204,null,"PANASONIC","HMSV-A-CB","CU-4E24RBU-5","Non-Ducted Indoor Units","Multiple combinations, check manufacturer compatibility",9.5,37800,28000]
[10221210,null,"PANASONIC","HMSV-A-CB","CU-4E24RBU-5","Ducted Indoor Units","Multiple combinations, check manufacturer compatibility",9,37800,20800]
[10221207,null,"PANASONIC","HMSV-A-CB","CU-5E36QBU-5","Non-Ducted Indoor Units","Multiple combinations, check manufacturer compatibility",10,37800,28000]
[10221211,null,"PANASONIC","HMSV-A-CB","CU-5E36QBU-5","Ducted Indoor Units","Multiple combinations, check manufacturer compatibility",9.5,37800,22200]
[8107849,null,"PANASONIC","HRCU-A-CB-O","CU-E12RB4U","Mini-Splits","CS-E12RB4UW",9,13600,10500]
[7958199,null,"PANASONIC","HRCU-A-CB-O","CU-E12RKUA","Mini-Splits","CS-E12RKUAW",11,13800,10500,"Yes"]
[9125309,null,"PANASONIC","HRCU-A-CB","CU-E12SD3UA","Mini-Splits","CS-E12SD3UAW",10,13800,11000,"Yes"]
[7958200,null,"PANASONIC","HRCU-A-CB-O","CU-E18RKUA","Mini-Splits","CS-E18RKUAW",10,21600,12000,"Yes"]
[7958327,null,"PANASONIC","HRCU-A-CB-O","CU-E24RKUA","Mini-Splits","CS-E24RKUAW",10,28800,16000]
[7958198,null,"PANASONIC","HRCU-A-CB-O","CU-E9RKUA","Mini-Splits","CS-E9RKUAW",11,12000,9500,"Yes"]
[9125308,null,"PANASONIC","HRCU-A-CB","CU-E9SD3UA","Mini-Splits","CS-E9SD3UAW",10,12000,8300,"Yes"]
[5052317,null,"PANASONIC","HRCU-A-CB-O","CU-KE30NKU","Mini-Splits","CS-KE30NKU",9,33000,19200]
[5052318,null,"PANASONIC","HRCU-A-CB-O","CU-KE36NKU","Mini-Splits","CS-KE36NKU",9,36000,21200]
[201900210,null,"PANASONIC","HRCU-A-CB-O","CU-XE12SKUA-1","Mini-Splits","CS-XE12SKUA-1",12.5,12500,12500,"Yes"]
[205047852,null,"PANASONIC","HRCU-A-CB-O","CU-XE12WKUA","Mini-Splits","CS-XE12WKUAW",13,12000,10000,"Yes"]
[201900302,null,"PANASONIC","HRCU-A-CB-O","CU-XE15SKUA-1","Mini-Splits","CS-XE15SKUA-1",12,17200,18200,"Yes"]
[205047853,null,"PANASONIC","HRCU-A-CB-O","CU-XE15WKUA","Mini-Splits","CS-XE15WKUAW",12,17200,11000,"Yes"]
[205047854,null,"PANASONIC","HRCU-A-CB-O","CU-XE18WKUA","Mini-Splits","CS-XE18WKUAW",12,20400,14000]
[205047855,null,"PANASONIC","HRCU-A-CB-O","CU-XE24WKUA","Mini-Splits","CS-XE24WKUAW",10.6,28800,18500]
[8860533,null,"PANASONIC","HRCU-A-CB-O","CU-XE9SKUA","Mini-Splits","CS-XE9SKUA",14,10900,11000,"Yes"]
[205047851,null,"PANASONIC","HRCU-A-CB-O","CU-XE9WKUA","Mini-Splits","CS-XE9WKUAW",14.5,10900,8000,"Yes"]
[204713296,null,"Panasonic","HRCU-A-CB-O","CU-YE12WKU1","Mini-Splits","CS-YE12WKU1",10,12000,7000]
[204713295,null,"Panasonic","HRCU-A-CB-O","CU-YE9WKU1","Mini-Splits","CS-YE9WKU1",10.5,9500,5900]
[7791621,null,"PANASONIC","HRCU-A-CB-O","U-26PE1U6","Mini-Splits","S-26PF2U6",9.8000000000000007,28600,16000]
[8638967,null,"PANASONIC","HRCU-A-CB-O","U-26PE1U6","Mini-Splits","S-26PK2U6",10.1,27600,15800]
[8580373,null,"PANASONIC","HRCU-A-CB-O","U-26PE1U6","Mini-Splits","S-26PT2U6",9.4,27000,13200]
[8638968,null,"PANASONIC","HRCU-A-CB-O","U-26PE1U6","Mini-Splits","S-26PU2U6",10.3,28600,16200]
[7791610,null,"PANASONIC","HRCU-A-CB","U-36PE1U6","Mini-Splits","S-36PF2U6",9,36200,18000]
[8580374,null,"PANASONIC","HRCU-A-CB-O","U-36PE1U6","Mini-Splits","S-36PT2U6",9.5,36200,19400]
[8580371,null,"PANASONIC","HRCU-A-CB-O","U-36PE1U6","Mini-Splits","S-36PU2U6",9,37000,18200]
[8580375,null,"PANASONIC","HRCU-A-CB-O","U-42PE1U6","Mini-Splits","S-42PT2U6",10.199999999999999,44500,27000]
[5052298,null,"PANASONIC ECOI","HMSV-A-CB","U-36LE1U6","Ducted Indoor Units","Multiple combinations, check manufacturer compatibility",9.3000000000000007,38500,21200]
[201846966,null,"PAYNE","HRCU-A-CB-O","38MAQB09R--1","Mini-Splits","DHMSHAQ09XA1",11.2,11000,6500]
[201846972,null,"PAYNE","HRCU-A-CB-O","38MAQB09R--3","Mini-Splits","40MBCQ09---3",10.8,10000,6700,"Yes"]
[201846975,null,"PAYNE","HRCU-A-CB","38MAQB09R--3","Mini-Splits","40MBDQ09---3",12,10000,7200,"Yes"]
[201846968,null,"PAYNE","HRCU-A-CB-O","38MAQB09R--3","Mini-Splits","DHMSHAQ09XA3",11.2,10900,6900]
[201846967,null,"PAYNE","HRCU-A-CB-O","38MAQB12R--1","Mini-Splits","DHMSHAQ12XA1",10.199999999999999,12000,7600,"Yes"]
[201846973,null,"PAYNE","HRCU-A-CB-O","38MAQB12R--3","Mini-Splits","40MBCQ12---3",10.6,12000,8700,"Yes"]
[201846976,null,"PAYNE","HRCU-A-CB","38MAQB12R--3","Mini-Splits","40MBDQ12---3",11,12000,8500,"Yes"]
[201846979,null,"PAYNE","HRCU-A-CB-O","38MAQB12R--3","Mini-Splits","40MBFQ12---3",10.5,12000,9600,"Yes"]
[201846969,null,"PAYNE","HRCU-A-CB-O","38MAQB12R--3","Mini-Splits","DHMSHAQ12XA3",12,12000,7800]
[201846974,null,"PAYNE","HRCU-A-CB-O","38MAQB18R--3","Mini-Splits","40MBCQ18---3",10.5,18000,12000,"Yes"]
[201846977,null,"PAYNE","HRCU-A-CB","38MAQB18R--3","Mini-Splits","40MBDQ18---3",11,19000,13400,"Yes"]
[201846980,null,"PAYNE","HRCU-A-CB-O","38MAQB18R--3","Mini-Splits","40MBFQ18---3",10.6,18000,13400,"Yes"]
[201846970,null,"PAYNE","HRCU-A-CB-O","38MAQB18R--3","Mini-Splits","DHMSHAQ18XA3",10.3,18000,10800,"Yes"]
[201847039,null,"PAYNE","HRCU-A-CB-O","38MAQB24R--3","Mini-Splits","40MBCQ24---3",11.5,24000,16200,"Yes"]
[201846978,null,"PAYNE","HRCU-A-CB","38MAQB24R--3","Mini-Splits","40MBDQ24---3",12.5,24000,17200,"Yes"]
[201847045,null,"PAYNE","HRCU-A-CB-O","38MAQB24R--3","Mini-Splits","40MBFQ24---3",11.5,24000,17200,"Yes"]
[201846971,null,"PAYNE","HRCU-A-CB-O","38MAQB24R--3","Mini-Splits","DHMSHAQ24XA3",11.5,24000,15400]
[201847032,null,"PAYNE","HRCU-A-CB-O","38MAQB30R--3","Mini-Splits","DHMSHAQ30XA3",9.4,30000,18500]
[201847040,null,"PAYNE","HRCU-A-CB-O","38MBRQ36A--3","Mini-Splits","40MBCQ36---3",10.5,38000,25200,"Yes"]
[201847042,null,"PAYNE","HRCU-A-CB","38MBRQ36A--3","Mini-Splits","40MBDQ36---3",11.5,40000,27600,"Yes"]
[201847046,null,"PAYNE","HRCU-A-CB-O","38MBRQ36A--3","Mini-Splits","40MBFQ36---3",10,38000,25400,"Yes"]
[201847041,null,"PAYNE","HRCU-A-CB-O","38MBRQ48A--3","Mini-Splits","40MBCQ48---3",11,50000,35000,"Yes"]
[201847043,null,"PAYNE","HRCU-A-CB","38MBRQ48A--3","Mini-Splits","40MBDQ48---3",10.3,49500,33400,"Yes"]
[201847047,null,"PAYNE","HRCU-A-CB-O","38MBRQ48A--3","Mini-Splits","40MBFQ48---3",11,50000,35000,"Yes"]
[201847044,null,"PAYNE","HRCU-A-CB","38MBRQ58A--3","Mini-Splits","40MBDQ58---3",9,60000,37600,"Yes"]
[201847048,null,"PAYNE","HRCU-A-CB-O","38MBRQ58A--3","Mini-Splits","40MBFQ58---3",10.5,60000,39000,"Yes"]
[201846981,null,"PAYNE","HMSV-A-CB","38MGRQ18B--3","Non-Ducted Indoor Units","Multiple combinations, check manufacturer compatibility",10.3,19000,12000,"Yes"]
[204722800,null,"PAYNE","HMSV-A-CB","38MGRQ18B--3","Mixed Ducted and Non-Ducted Indoor Units","Multiple combinations, check manufacturer compatibility",10.15,18700,11700,"Yes"]
[201847066,null,"PAYNE","HMSV-A-CB","38MGRQ18B--3","Ducted Indoor Units","Multiple combinations, check manufacturer compatibility",10,18500,11500,"Yes"]
[204707611,null,"PAYNE","HMSV-A-CB","38MGRQ24C--3","Ducted Indoor Units","Multiple combinations, check manufacturer compatibility",10,24000,17600,"Yes"]
[204711108,null,"PAYNE","HMSV-A-CB","38MGRQ24C--3","Non-Ducted Indoor Units","Multiple combinations, check manufacturer compatibility",10.3,24000,17200,"Yes"]
[204722801,null,"PAYNE","HMSV-A-CB","38MGRQ24C--3","Mixed Ducted and Non-Ducted Indoor Units","Multiple combinations, check manufacturer compatibility",10.15,24000,17400,"Yes"]
[204520279,null,"PAYNE","HMSV-A-CB","38MGRQ24C--3","Non-Ducted Indoor Units","Multiple combinations, check manufacturer compatibility",10.3,28000,17200]
[204722816,null,"PAYNE","HMSV-A-CB","38MGRQ30D--3","Non-Ducted Indoor Units","Multiple combinations, check manufacturer compatibility",10,28000,17400,"Yes"]
[204711114,null,"PAYNE","HMSV-A-CB","38MGRQ30D--3","Ducted Indoor Units","Multiple combinations, check manufacturer compatibility",10,30000,23000,"Yes"]
[204722802,null,"PAYNE","HMSV-A-CB","38MGRQ30D--3","Mixed Ducted and Non-Ducted Indoor Units","Multiple combinations, check manufacturer compatibility",10,29000,20200,"Yes"]
[201846984,null,"PAYNE","HMSV-A-CB","38MGRQ36D--3","Non-Ducted Indoor Units","Multiple combinations, check manufacturer compatibility",10.5,36000,23200,"Yes"]
[204722803,null,"PAYNE","HMSV-A-CB","38MGRQ36D--3","Mixed Ducted and Non-Ducted Indoor Units","Multiple combinations, check manufacturer compatibility",10.75,36400,23800,"Yes"]
[201847069,null,"PAYNE","HMSV-A-CB","38MGRQ36D--3","Ducted Indoor Units","Multiple combinations, check manufacturer compatibility",11,37000,24600,"Yes"]
[201846985,null,"PAYNE","HMSV-A-CB","38MGRQ48E--3","Non-Ducted Indoor Units","Multiple combinations, check manufacturer compatibility",10.199999999999999,48000,29600,"Yes"]
[204722804,null,"PAYNE","HMSV-A-CB","38MGRQ48E--3","Mixed Ducted and Non-Ducted Indoor Units","Multiple combinations, check manufacturer compatibility",10.85,49000,31800,"Yes"]
[201847070,null,"PAYNE","HMSV-A-CB","38MGRQ48E--3","Ducted Indoor Units","Multiple combinations, check manufacturer compatibility",11.5,50000,34000,"Yes"]
[201847035,null,"PAYNE","HRCU-A-CB-O","38MHRBQ09AA3","Mini-Splits","40MHHQ09---3",10,9800,5800]
[201847034,null,"PAYNE","HRCU-A-CB-O","38MHRBQ12AA1","Mini-Splits","40MHHQ12---1",10.6,12000,7200]
[201847036,null,"PAYNE","HRCU-A-CB-O","38MHRBQ12AA3","Mini-Splits","40MHHQ12---3",9.6,12000,7300]
[201847037,null,"PAYNE","HRCU-A-CB-O","38MHRBQ18AA3","Mini-Splits","40MHHQ18---3",10.6,18000,11400]
[201847038,null,"PAYNE","HRCU-A-CB-O","38MHRBQ24AA3","Mini-Splits","40MHHQ24---3",9.6,24800,15300]
[200059132,10056138,"PAYNE","HRCU-A-CB-O","38MHRQ09A--3","Mini-Splits","40MHHQ09---3",9,9800,6000]
[200059135,10056139,"PAYNE","HRCU-A-CB-O","38MHRQ12A--3","Mini-Splits","40MHHQ12---3",9,12000,7500]
[200059138,10056140,"PAYNE","HRCU-A-CB-O","38MHRQ18A--3","Mini-Splits","40MHHQ18---3",9,18000,11500]
[201803828,null,"PAYNE","HRCU-A-CB-O","38MHRQ24A--3","Mini-Splits","40MHHQ24--- 3 ",9,26200,15000]
[201753410,null,"PAYNE","HRCU-A-CB-O","38MPRAQ09AA3","Mini-Splits","DHMPHAQ09XA3",15,10000,7200,"Yes"]
[201753413,null,"PAYNE","HRCU-A-CB-O","38MPRAQ12AA3","Mini-Splits","DHMPHAQ12XA3",14,12000,6800,"Yes"]
[202463638,null,"PAYNE","HRCU-A-CB-O","38MPRAQ18AA3","Mini-Splits","DHMPHAQ18XA3",14,18000,12300,"Yes"]
[202463639,null,"PAYNE","HRCU-A-CB-O","38MPRAQ24AA3","Mini-Splits","DHMPHAQ24XA3",12,24000,15400,"Yes"]
[205309419,null,"PERFECTAIRE","HRCU-A-CB-O","1PAMSHH09-SZO-25","Mini-Splits","1PAMSHH09-SZW-25",11.2,10900,6900]
[9856844,null,"PERFECTAIRE","HRCU-A-CB-O","1PAMSHH09-SZO-25","Mini-Splits","1PAMSHH09-SZW-25",11.2,10900,6900,"Yes"]
[205309420,null,"PERFECTAIRE","HRCU-A-CB-O","1PAMSHH12-SZO-22.5","Mini-Splits","1PAMSHH12-SZW-22.5",12,12000,7800]
[9856845,null,"PERFECTAIRE","HRCU-A-CB-O","1PAMSHH12-SZO-22.5","Mini-Splits","1PAMSHH12-SZW-22.5",12,12000,7800,"Yes"]
[9964804,null,"PERFECTAIRE","HRCU-A-CB-O","1PAMSHH12-SZO-22.5","Mini-Splits","2PAMSCONH12",10.5,12000,9600]
[9857571,null,"PERFECTAIRE","HRCU-A-CB-O","1PAMSHH18-SZO-22.5","Mini-Splits","1PAMSHH18-SZW-22.5",11,17000,10800]
[205309422,null,"PERFECTAIRE","HRCU-A-CB-O","1PAMSHH24-SZO-20.5","Mini-Splits","1PAMSHH24-SZW-20.5",11.5,24000,15400]
[9856849,null,"PERFECTAIRE","HRCU-A-CB-O","1PAMSHH24-SZO-20.5","Mini-Splits","1PAMSHH24-SZW-20.5",11.5,24000,15400,"Yes"]
[8779093,null,"PERFECTAIRE","HRCU-A-CB-O","2PAMSH09A-SZO-17","Mini-Splits","2PAMSH09A-SZW-17",9,9500,5800]
[8779094,null,"PERFECTAIRE","HRCU-A-CB-O","2PAMSH09B-SZO-17","Mini-Splits","2PAMSH09B-SZW-17",9,9800,5700]
[8779095,null,"PERFECTAIRE","HRCU-A-CB-O","2PAMSH12A-SZO-17.2","Mini-Splits","2PAMSH12A-SZW-17.2",9,12000,7500]
[8779096,null,"PERFECTAIRE","HRCU-A-CB-O","2PAMSH12B-SZO-17.2","Mini-Splits","2PAMSH12B-SZW-17.2",9,11800,6800]
[9006290,null,"PERFECTAIRE","HRCU-A-CB-O","2PAMSH12B-SZO-17.5","Mini-Splits","2PAMSH12B-SZW-17.5",9,11800,6800]
[8779097,null,"PERFECTAIRE","HRCU-A-CB-O","2PAMSH18B-SZO-17.7","Mini-Splits","2PAMSH18B-SZW-17.7",9.8000000000000007,18000,12200]
[202140577,null,"PERFECTAIRE","HMSV-A-CB","2PAMSH18-MZO2","Ducted Indoor Units","Multiple combinations, check manufacturer compatibility",10,18500,11500]
[205309423,null,"PERFECTAIRE","HMSV-A-CB","2PAMSH18-MZO2","Non-Ducted Indoor Units","Multiple combinations, check manufacturer compatibility",10.3,19000,12000]
[205309424,null,"PERFECTAIRE","HMSV-A-CB","2PAMSH18-MZO2","Ducted Indoor Units","Multiple combinations, check manufacturer compatibility",10,18500,11500]
[205309425,null,"PERFECTAIRE","HMSV-A-CB","2PAMSH18-MZO2","Mixed Ducted and Non-Ducted Indoor Units","Multiple combinations, check manufacturer compatibility",10.15,18700,11700]
[202585747,null,"PERFECTAIRE","HMSV-A-CB","2PAMSH18-MZO2","Non-Ducted Indoor Units","Multiple combinations, check manufacturer compatibility",10.3,19000,12000,"Yes"]
[8989587,null,"PERFECTAIRE","HMSV-A-CB","2PAMSH18-MZO2","Non-Ducted Indoor Units","Multiple combinations, check manufacturer compatibility",10,18000,11800]
[202882207,null,"PERFECTAIRE","HMSV-A-CB","2PAMSH18-MZO2","Ducted Indoor Units","Multiple combinations, check manufacturer compatibility",10,18500,11500]
[202882208,null,"PERFECTAIRE","HMSV-A-CB","2PAMSH18-MZO2","Mixed Ducted and Non-Ducted Indoor Units","Multiple combinations, check manufacturer compatibility",9.85,18200,11550]
[10190421,null,"PERFECTAIRE","HMSV-A-CB","2PAMSH18-MZO2","Mixed Ducted and Non-Ducted Indoor Units","Multiple combinations, check manufacturer compatibility",9.9,18600,11600]
[8779098,null,"PERFECTAIRE","HRCU-A-CB-O","2PAMSH24B-SZO-16","Mini-Splits","2PAMSH24B-SZW-16",9,25000,14800]
[201847091,null,"PERFECTAIRE","HMSV-A-CB","2PAMSH27-MZO3","Specific","2PAMSH09-MZW-22.8.2PAMSH09-MZW-22.82PAMSH09-MZW-22.8",9.8000000000000007,28000,16800]
[202140578,null,"PERFECTAIRE","HMSV-A-CB","2PAMSH27-MZO3","Ducted Indoor Units","Multiple combinations, check manufacturer compatibility",10,28000,17600]
[202140581,null,"PERFECTAIRE","HMSV-A-CB","2PAMSH27-MZO3","Mixed Ducted and Non-Ducted Indoor Units","Multiple combinations, check manufacturer compatibility",9.77,27600,17000]
[205309426,null,"PERFECTAIRE","HMSV-A-CB","2PAMSH27-MZO3","Non-Ducted Indoor Units","Multiple combinations, check manufacturer compatibility",10.3,24000,17200]
[205309427,null,"PERFECTAIRE","HMSV-A-CB","2PAMSH27-MZO3","Ducted Indoor Units","Multiple combinations, check manufacturer compatibility",10,24000,17600]
[205309428,null,"PERFECTAIRE","HMSV-A-CB","2PAMSH27-MZO3","Mixed Ducted and Non-Ducted Indoor Units","Multiple combinations, check manufacturer compatibility",10.15,24000,17400]
[202585746,null,"PERFECTAIRE","HMSV-A-CB","2PAMSH27-MZO3","Non-Ducted Indoor Units","Multiple combinations, check manufacturer compatibility",10.3,28000,17200,"Yes"]
[8989588,null,"PERFECTAIRE","HMSV-A-CB","2PAMSH27-MZO3","Non-Ducted Indoor Units","Multiple combinations, check manufacturer compatibility",9.8000000000000007,28000,16800]
[202882205,null,"PERFECTAIRE","HMSV-A-CB","2PAMSH27-MZO3","Ducted Indoor Units","Multiple combinations, check manufacturer compatibility",10,28000,17600]
[202882206,null,"PERFECTAIRE","HMSV-A-CB","2PAMSH27-MZO3","Mixed Ducted and Non-Ducted Indoor Units","Multiple combinations, check manufacturer compatibility",10.4,27400,17700]
[8779099,null,"PERFECTAIRE","HRCU-A-CB-O","2PAMSH30B-SZO-18","Mini-Splits","2PAMSH30B-SZW-18",9.6,30000,19000]
[8779100,null,"PERFECTAIRE","HRCU-A-CB-O","2PAMSH36B-SZO-16","Mini-Splits","2PAMSH36B-SZW-16",10,36000,21400]
[202585745,null,"PERFECTAIRE","HMSV-A-CB","2PAMSH36-MZO4","Specific","1PAMSHH09-SZW-251PAMSHH09-SZW-251PAMSHH09-SZW-251PAMSHH09-SZW-25",10.199999999999999,36000,24600]
[202140579,null,"PERFECTAIRE","HMSV-A-CB","2PAMSH36-MZO4","Ducted Indoor Units","Multiple combinations, check manufacturer compatibility",10,37000,23000]
[202140582,null,"PERFECTAIRE","HMSV-A-CB","2PAMSH36-MZO4","Mixed Ducted and Non-Ducted Indoor Units","Multiple combinations, check manufacturer compatibility",9.9700000000000006,36200,23400]
[205309429,null,"PERFECTAIRE","HMSV-A-CB","2PAMSH36-MZO4","Non-Ducted Indoor Units","Multiple combinations, check manufacturer compatibility",10,28000,17400]
[205309430,null,"PERFECTAIRE","HMSV-A-CB","2PAMSH36-MZO4","Ducted Indoor Units","Multiple combinations, check manufacturer compatibility",10,30000,23000]
[205309431,null,"PERFECTAIRE","HMSV-A-CB","2PAMSH36-MZO4","Mixed Ducted and Non-Ducted Indoor Units","Multiple combinations, check manufacturer compatibility",10,29000,20200]
[8989589,null,"PERFECTAIRE","HMSV-A-CB","2PAMSH36-MZO4","Non-Ducted Indoor Units","Multiple combinations, check manufacturer compatibility",10.3,36000,25400]
[202882209,null,"PERFECTAIRE","HMSV-A-CB","2PAMSH36-MZO4","Ducted Indoor Units","Multiple combinations, check manufacturer compatibility",10,37000,23000]
[202882210,null,"PERFECTAIRE","HMSV-A-CB","2PAMSH36-MZO4","Mixed Ducted and Non-Ducted Indoor Units","Multiple combinations, check manufacturer compatibility",10.1,36400,23300]
[202140580,null,"PERFECTAIRE","HMSV-A-CB","2PAMSH48-MZO5","Ducted Indoor Units","Multiple combinations, check manufacturer compatibility",11.5,50000,34000]
[205309432,null,"PERFECTAIRE","HMSV-A-CB","2PAMSH48-MZO5","Non-Ducted Indoor Units","Multiple combinations, check manufacturer compatibility",10.199999999999999,48000,29600]
[205309433,null,"PERFECTAIRE","HMSV-A-CB","2PAMSH48-MZO5","Ducted Indoor Units","Multiple combinations, check manufacturer compatibility",11.5,50000,34000]
[205309434,null,"PERFECTAIRE","HMSV-A-CB","2PAMSH48-MZO5","Mixed Ducted and Non-Ducted Indoor Units","Multiple combinations, check manufacturer compatibility",10.85,49000,31800]
[9964800,null,"PERFECTAIRE","HMSV-A-CB","2PAMSH48-MZO5","Non-Ducted Indoor Units","Multiple combinations, check manufacturer compatibility",10.199999999999999,48000,29600,"Yes"]
[9964802,null,"PERFECTAIRE","HMSV-A-CB","2PAMSH48-MZO5","Mixed Ducted and Non-Ducted Indoor Units","Multiple combinations, check manufacturer compatibility",10.6,49000,32200]
[202882203,null,"PERFECTAIRE","HMSV-A-CB","2PAMSH48-MZO5","Ducted Indoor Units","Multiple combinations, check manufacturer compatibility",11.5,50000,34000]
[202882204,null,"PERFECTAIRE","HMSV-A-CB","2PAMSH48-MZO5","Mixed Ducted and Non-Ducted Indoor Units","Multiple combinations, check manufacturer compatibility",10.85,49000,32200]
[202140575,null,"PERFECTAIRE","HRCU-A-CB-O","2PAMSHH18-SZO-20","Mini-Splits","2PAMSHH18-SZW-20",10.3,18000,10800]
[205309421,null,"PERFECTAIRE","HRCU-A-CB-O","2PAMSHH18-SZO-20","Mini-Splits","2PAMSHH18-SZW-20",10.3,18000,10800]
[10491535,null,"PERFECTAIRE","HRCU-A-CB-O","2PAMSHQCO18","Mini-Splits","2PAMSHQCW18",9.5,18000,11700]
[10441876,null,"PERFECTAIRE","HRCU-A-CB-O","2PAMSHQCO18-16","Mini-Splits","2PAMSHQCW18-16",9.5,18000,11700]
[10491536,null,"PERFECTAIRE","HRCU-A-CB-O","2PAMSHQCO24","Mini-Splits","2PAMSHQCW24",9,25000,15900]
[10441877,null,"PERFECTAIRE","HRCU-A-CB-O","2PAMSHQCO24-16","Mini-Splits","2PAMSHQCW24-16",9,25000,15900]
[10491537,null,"PERFECTAIRE","HRCU-A-CB-O","2PAMSHQCO36","Mini-Splits","2PAMSHQCW36",9,36000,21200]
[10441878,null,"PERFECTAIRE","HRCU-A-CB-O","2PAMSHQCO36-16","Mini-Splits","2PAMSHQCW36-16",9,36000,21200]
[204725162,null,"Pioneer","HRCU-A-CB-O","YN009ALFI19RPD","Mini-Splits","WT009ALFI19HLD",10.5,9500,5900]
[8819839,null,"PIONEER","HRCU-A-CB-O","YN009AMFI17RPD","Mini-Splits","WS009AMFI17HLD",9,9500,5800]
[202576834,null,"PIONEER","HRCU-A-CB-O","YN009AMFI19RPD","Mini-Splits","WS009AMFI19HLD",10,10000,6000]
[8819847,null,"PIONEER","HRCU-A-CB-O","YN009AMFI22RPD","Mini-Splits","WS009AMFI22HLD",10.5,9800,5900]
[204725164,null,"Pioneer","HRCU-A-CB-O","YN009GLFI19RPD","Mini-Splits","WT009GLFI19HLD",10,9500,6300]
[8819841,null,"PIONEER","HRCU-A-CB-O","YN009GMFI17RPD","Mini-Splits","WS009GMFI17HLD",9,9800,5700]
[202576835,null,"PIONEER","HRCU-A-CB-O","YN009GMFI19RPD","Mini-Splits","WS009GMFI19HLD",9.5,9000,6000]
[9000953,null,"PIONEER","HRCU-A-CB-O","YN009GMFI22RPD","Mini-Splits","CB009GMFILCFHD",10.5,10000,5800]
[10597350,null,"PIONEER","HRCU-A-CB","YN009GMFI22RPD","Mini-Splits","RB009GMFILDFHD",11.5,10000,6800]
[8819849,null,"PIONEER","HRCU-A-CB-O","YN009GMFI22RPD","Mini-Splits","WS009GMFI22HLD",10.5,9800,6400]
[204725163,null,"Pioneer","HRCU-A-CB-O","YN012ALFI19RPD","Mini-Splits","WT012ALFI19HLD",10,12000,7000]
[8819840,null,"PIONEER","HRCU-A-CB-O","YN012AMFI17RPD","Mini-Splits","WS012AMFI17HLD",9,12000,7500]
[202576837,null,"PIONEER","HRCU-A-CB-O","YN012AMFI19RPD","Mini-Splits","WS012AMFI19HLD",9.5,12000,7500]
[8819848,null,"PIONEER","HRCU-A-CB-O","YN012AMFI22RPD","Mini-Splits","WS012AMFI22HLD",11.2,12000,7100]
[204725165,null,"Pioneer","HRCU-A-CB-O","YN012GLFI19RPD","Mini-Splits","WT012GLFI19HLD",9.5,12500,7000]
[8819842,null,"PIONEER","HRCU-A-CB-O","YN012GMFI17RPD","Mini-Splits","WS012GMFI17HLD",9,11800,6800]
[202576836,null,"PIONEER","HRCU-A-CB-O","YN012GMFI19RPD","Mini-Splits","WS012GMFI19HLD",9.5,12000,6800]
[9000956,null,"PIONEER","HRCU-A-CB-O","YN012GMFI22RPD","Mini-Splits","CB012GMFILCFHD",10.5,12000,7500]
[9000957,null,"PIONEER","HRCU-A-CB-O","YN012GMFI22RPD","Mini-Splits","FB012GMFILCFHD",10,12000,7200]
[10597351,null,"PIONEER","HRCU-A-CB","YN012GMFI22RPD","Mini-Splits","RB012GMFILDFHD",11.5,12000,7200]
[8819850,null,"PIONEER","HRCU-A-CB-O","YN012GMFI22RPD","Mini-Splits","WS012GMFI22HLD",9.8000000000000007,12000,7200]
[203160563,null,"PIONEER","HRCU-A-CB-O","YN012GMFI32RPD","Mini-Splits","WP012GMFI32HLD",14,12000,6800]
[204725166,null,"Pioneer","HRCU-A-CB-O","YN018GLFI19RPD","Mini-Splits","WT018GLFI19HLD",10,19000,11600]
[8819843,null,"PIONEER","HRCU-A-CB-O","YN018GMFI17RPD","Mini-Splits","WS018GMFI17HLD",9.8000000000000007,18000,12200]
[202576838,null,"PIONEER","HRCU-A-CB-O","YN018GMFI19RPD","Mini-Splits","WS018GMFI19HLD",10,18000,11000]
[9000959,null,"PIONEER","HRCU-A-CB-O","YN018GMFI22RPD","Mini-Splits","CB018GMFILCFHD",10.3,18000,12000]
[10597352,null,"PIONEER","HRCU-A-CB","YN018GMFI22RPD","Mini-Splits","RB018GMFILDFHD",10.5,18000,12000]
[9000960,null,"PIONEER","HRCU-A-CB-O","YN018GMFI22RPD","Mini-Splits","UB018GMFILCFHD",10.5,18000,12000]
[8819851,null,"PIONEER","HRCU-A-CB-O","YN018GMFI22RPD","Mini-Splits","WS018GMFI22HLD",10,18000,10400]
[9000110,null,"PIONEER","HMSV-A-CB","YN020GMFI22M2D","Non-Ducted Indoor Units","Multiple combinations, check manufacturer compatibility",10,18000,11800]
[204725167,null,"Pioneer","HRCU-A-CB-O","YN024GLFI19RPD","Mini-Splits","WT024GLFI19HLD",10,24400,16200]
[8819844,null,"PIONEER","HRCU-A-CB-O","YN024GMFI17RPD","Mini-Splits","WS024GMFI17HLD",9,25000,14800]
[202576839,null,"PIONEER","HRCU-A-CB-O","YN024GMFI19RPD","Mini-Splits","WS024GMFI19HLD",9.5,24000,14400]
[9000962,null,"PIONEER","HRCU-A-CB-O","YN024GMFI22RPD","Mini-Splits","CB024GMFILCFHD",10.5,24400,15800]
[10597353,null,"PIONEER","HRCU-A-CB","YN024GMFI22RPD","Mini-Splits","RB024GMFILDFHD",11,24400,16000]
[9000963,null,"PIONEER","HRCU-A-CB-O","YN024GMFI22RPD","Mini-Splits","UB024GMFILCFHD",11,24000,15000]
[8819852,null,"PIONEER","HRCU-A-CB-O","YN024GMFI22RPD","Mini-Splits","WS024GMFI22HLD",10,25000,15300]
[8819845,null,"PIONEER","HRCU-A-CB-O","YN030GMFI17RPD","Mini-Splits","WS030GMFI17HLD",9.6,30000,19000]
[9000111,null,"PIONEER","HMSV-A-CB","YN030GMFI22M3D","Non-Ducted Indoor Units","Multiple combinations, check manufacturer compatibility",9.8000000000000007,28000,16800]
[8819846,null,"PIONEER","HRCU-A-CB-O","YN036GMFI17RPD","Mini-Splits","WS036GMFI17HLD",10,36000,21400]
[9000966,null,"PIONEER","HRCU-A-CB-O","YN036GMFI17RUD","Mini-Splits","CB036GMFILCFHD",10.5,38000,25200]
[10597354,null,"PIONEER","HRCU-A-CB","YN036GMFI17RUD","Mini-Splits","RB036GMFILDFHD",11.5,40000,27600]
[9000967,null,"PIONEER","HRCU-A-CB-O","YN036GMFI17RUD","Mini-Splits","UB036GMFILCFHD",10,38000,25400]
[9000112,null,"PIONEER","HMSV-A-CB","YN040GMFI22M4D","Non-Ducted Indoor Units","Multiple combinations, check manufacturer compatibility",10.3,36000,25400]
[9000971,null,"PIONEER","HRCU-A-CB-O","YN048GMFI17RUD","Mini-Splits","CB048GMFILCFHD",11,50000,35000]
[10597355,null,"PIONEER","HRCU-A-CB","YN048GMFI17RUD","Mini-Splits","RB048GMFILDFHD",10.3,49500,33400]
[9000973,null,"PIONEER","HRCU-A-CB-O","YN048GMFI17RUD","Mini-Splits","UB048GMFILCFHD",11,50000,35000]
[9000113,null,"PIONEER","HMSV-A-CB","YN050GMFI22M5D","Non-Ducted Indoor Units","Multiple combinations, check manufacturer compatibility",10.4,48000,30800]
[9962515,null,"PREMIUM","HRCU-A-CB-O","PIA122700B","Mini-Splits","PIA122690A",9,12000,7500]
[9962516,null,"PREMIUM","HRCU-A-CB-O","PIA122800B","Mini-Splits","PIA122790A",9,11800,6800]
[9962517,null,"PREMIUM","HRCU-A-CB-O","PIA182800B","Mini-Splits","PIA182790A",9.8000000000000007,18000,12200]
[9962518,null,"PREMIUM","HRCU-A-CB-O","PIA242800B","Mini-Splits","PIA242790A",9,25000,14800]
[9084529,null,"PREMIUM","HRCU-A-CB-O","PIAW12170B","Mini-Splits","PIAW12169A",9,12000,7500]
[9084530,null,"PREMIUM","HRCU-A-CB-O","PIAW12180B","Mini-Splits","PIAW12179A",9,11800,6800]
[9084531,null,"PREMIUM","HRCU-A-CB-O","PIAW18180B","Mini-Splits","PIAW18179A",9.8000000000000007,18000,12200]
[9084532,null,"PREMIUM","HRCU-A-CB-O","PIAW24180B","Mini-Splits","PIAW24179A",9,25000,14800]
[9084533,null,"PREMIUM","HRCU-A-CB-O","PIAW30180B","Mini-Splits","PIAW30179A",9.6,30000,19000]
[9084534,null,"PREMIUM","HRCU-A-CB-O","PIAW36180B","Mini-Splits","PIAW36179A",10,36000,21400]
[202897324,null,"PREMIUM","HRCU-A-CB-O","PIAW91700B","Mini-Splits","PIAW91690A",10,10000,6000]
[9084524,null,"PREMIUM","HRCU-A-CB-O","PIAW9170B","Mini-Splits","PIAW9169A",9,9500,5800]
[9084526,null,"PREMIUM","HRCU-A-CB-O","PIAW9180B","Mini-Splits","PIAW9179A",9,9800,5700]
[204543127,null,"PREMIUM LEVELLA","HRCU-A-CB-O","PIA121700B","Mini-Splits","PIA121690A",9.5,12000,7500]
[204543129,null,"PREMIUM LEVELLA","HRCU-A-CB-O","PIA121800B","Mini-Splits","PIA121790A",9.5,12000,6800]
[204543130,null,"PREMIUM LEVELLA","HRCU-A-CB-O","PIA181800B","Mini-Splits","PIA181790A",10,18000,11000]
[204543131,null,"PREMIUM LEVELLA","HRCU-A-CB-O","PIA241800B","Mini-Splits","PIA241790A",9.5,24000,14400]
[204581853,null,"PREMIUM LEVELLA","HRCU-A-CB-O","PIA30180B","Mini-Splits","PIA30179A",9.6,30000,19000]
[204543133,null,"PREMIUM LEVELLA","HRCU-A-CB-O","PIA36180B","Mini-Splits","PIA36179A",10,36000,21400]
[204543126,null,"PREMIUM LEVELLA","HRCU-A-CB-O","PIA91700B","Mini-Splits","PIA91690A",10,10000,6000]
[204543128,null,"PREMIUM LEVELLA","HRCU-A-CB-O","PIA91800B","Mini-Splits","PIA91790A",9.5,9000,6000]
[204543119,null,"PREMIUM LEVELLA","HRCU-A-CB-O","PIAW121700B","Mini-Splits","PIAW121690A",9.5,12000,7500]
[204543121,null,"PREMIUM LEVELLA","HRCU-A-CB-O","PIAW121800B","Mini-Splits","PIAW121790A",9.5,12000,6800]
[204543122,null,"PREMIUM LEVELLA","HRCU-A-CB-O","PIAW181800B","Mini-Splits","PIAW181790A",10,18000,11000]
[204543123,null,"PREMIUM LEVELLA","HRCU-A-CB-O","PIAW241800B","Mini-Splits","PIAW241790A",9.5,24000,14400]
[204581854,null,"PREMIUM LEVELLA","HRCU-A-CB-O","PIAW30180B","Mini-Splits","PIAW30179A",9.6,30000,19000]
[204543125,null,"PREMIUM LEVELLA","HRCU-A-CB-O","PIAW36180B","Mini-Splits","PIAW36179A",10,36000,21400]
[204543118,null,"PREMIUM LEVELLA","HRCU-A-CB-O","PIAW91700B","Mini-Splits","PIAW91690A",10,10000,6000]
[204543120,null,"PREMIUM LEVELLA","HRCU-A-CB-O","PIAW91800B","Mini-Splits","PIAW91790A",9.5,9000,6000]
[9088693,null,"QUARTZ","HRCU-A-CB-O","QIN1129H2V31","Mini-Splits","QIN1129H2V31",10,25000,15300]
[9088690,null,"QUARTZ","HRCU-A-CB-O","QIN415H2V31","Mini-Splits","QIN415H2V31",10.5,9800,6400]
[9088691,null,"QUARTZ","HRCU-A-CB-O","QIN618H2V31","Mini-Splits","QIN618H2V31",9.8000000000000007,12000,7200]
[9088692,null,"QUARTZ","HRCU-A-CB-O","QIN721H2V31","Mini-Splits","QIN721H2V31",10,18000,10400]
[10445884,null,"QUUL","HRCU-A-CB-O","R.Q.AB30.OUT","Mini-Splits","R.Q.AB30",9.6,30000,19000]
[10445885,null,"QUUL","HRCU-A-CB-O","R.Q.AB36.OUT","Mini-Splits","R.Q.AB36",10,36000,21400]
[10445881,null,"QUUL","HRCU-A-CB-O","R.Q.AU12.OUT","Mini-Splits","R.Q.AU12",9.8000000000000007,12000,7200]
[10445882,null,"QUUL","HRCU-A-CB-O","R.Q.AU18.OUT","Mini-Splits","R.Q.AU18",10,18000,10400]
[10445883,null,"QUUL","HRCU-A-CB-O","R.Q.AU24.OUT","Mini-Splits","R.Q.AU24",10,25000,15300]
[205123788,null,"QUUL","HRCU-A-CB-O","R.Q.AU24NN.OUT","Mini-Splits","R.Q.AU24NN",10,25000,15300]
[10445886,null,"QUUL","HRCU-A-CB-O","R.Q.H.MOU36","Mini-Splits","R.Q.H.MUE36",10,38000,25400]
[10445887,null,"QUUL","HRCU-A-CB-O","R.Q.H.MOU48","Mini-Splits","R.Q.H.MUE48",11,50000,35000]
[202443293,null,"REZNOR","HRCU-A-CB-O","GXH09(2.6)KSK4DH","Mini-Splits","GHH09(2.6)KSK4DH",10.5,9000,5500,"Yes"]
[202443286,null,"REZNOR","HRCU-A-CB-O","GXH09(2.6)LSA4DH","Mini-Splits","GHH09(2.6)LUA4DH",10.5,9900,6100,"Yes"]
[202443278,null,"REZNOR","HRCU-A-CB-O","GXH09(2.6)LSA4DL","Mini-Splits","GHH09(2.6)LSA4DL",9,9600,5400]
[202443288,null,"REZNOR","HRCU-A-CB-O","GXH09(2.6)LSK4DH","Mini-Splits","GHH09(2.6)LUK4DH",10.5,11000,6800,"Yes"]
[202443280,null,"REZNOR","HRCU-A-CB-O","GXH09(2.6)LSK4DL","Mini-Splits","GHH09(2.6)LSK4DL",9,9500,5600]
[202443294,null,"REZNOR","HRCU-A-CB-O","GXH12(3.5)KSK4DH","Mini-Splits","GHH12(3.5)KSK4DH",10.5,13000,8500,"Yes"]
[202443287,null,"REZNOR","HRCU-A-CB-O","GXH12(3.5)LSA4DH","Mini-Splits","GHH12(3.5)LUA4DH",10.199999999999999,12200,6800,"Yes"]
[202443279,null,"REZNOR","HRCU-A-CB-O","GXH12(3.5)LSA4DL","Mini-Splits","GHH12(3.5)LSA4DL",9,13000,7600]
[202443289,null,"REZNOR","HRCU-A-CB-O","GXH12(3.5)LSK4DH","Mini-Splits","GHH12(3.5)LUK4DH",11,13000,7100,"Yes"]
[202443281,null,"REZNOR","HRCU-A-CB-O","GXH12(3.5)LSK4DL","Mini-Splits","GHH12(3.5)LSK4DL",9,13000,7700]
[202443297,null,"REZNOR","HRCU-A-CB-O","GXH12(3.5)SSK4DH","Mini-Splits","GHH12(3.5)SSK4DH",9.6,13000,7500]
[202443295,null,"REZNOR","HRCU-A-CB-O","GXH18(5.2)KSK4DH","Mini-Splits","GHH18(5.2)KSK4DH",10.5,19000,12700,"Yes"]
[202441995,null,"REZNOR","HMSV-A-CB","GXH18(5.3)FMK4DH","Ducted Indoor Units","Multiple combinations, check manufacturer compatibility",9,19000,12300]
[203376853,null,"REZNOR","HRCU-A-CB-O","GXH18(5.3)FMK4DH","Non-Ducted Indoor Units","Multiple combinations, check manufacturer compatibility",9,19000,12300]
[203376865,null,"REZNOR","HMSV-A-CB","GXH18(5.3)FMK4DH","Mixed Ducted and Non-Ducted Indoor Units","Multiple combinations, check manufacturer compatibility",9,19000,12300]
[202443290,null,"REZNOR","HRCU-A-CB-O","GXH18(5.3)LSK4DH","Mini-Splits","GHH18(5.3)LUK4DH",10.5,19800,12400,"Yes"]
[202443282,null,"REZNOR","HRCU-A-CB-O","GXH18(5.3)LSK4DL","Mini-Splits","GHH18(5.3)LSK4DL",9,19000,12000]
[202439037,null,"REZNOR","HRCU-A-CB","GXH18(5.3)USV4DH","Mini-Splits","GDU18(5.3)USV4DH",9.5,18800,10900,"Yes"]
[202441979,null,"REZNOR","HRCU-A-CB-O","GXH18(5.3)USV4DH","Mini-Splits","GFU18(5.3)USV4DH",9.5,19100,10900]
[202441978,null,"REZNOR","HRCU-A-CB-O","GXH18(5.3)USV4DH","Mini-Splits","GKU18(5.3)USV4DH",9,18400,9900]
[202441996,null,"REZNOR","HMSV-A-CB","GXH24(7.0)FMK4DH","Ducted Indoor Units","Multiple combinations, check manufacturer compatibility",9,29000,17800]
[203376866,null,"REZNOR","HMSV-A-CB","GXH24(7.0)FMK4DH","Mixed Ducted and Non-Ducted Indoor Units","Multiple combinations, check manufacturer compatibility",9.6,29000,17800]
[203376854,null,"REZNOR","HRCU-A-CB-O","GXH24(7.0)FMK4DH","Non-Ducted Indoor Units","Multiple combinations, check manufacturer compatibility",10.199999999999999,29000,17800]
[202443291,null,"REZNOR","HRCU-A-CB-O","GXH24(7.0)LSK4DH","Mini-Splits","GHH24(7.0)LUK4DH",10,23000,14600,"Yes"]
[202443283,null,"REZNOR","HRCU-A-CB-O","GXH24(7.0)LSK4DL","Mini-Splits","GHH24(7.0)LSK4DL",9,23000,13500]
[202441980,null,"REZNOR","HRCU-A-CB","GXH24(7.0)USV4DH","Mini-Splits","GDU24(7.0)USV4DH",10,27200,16700,"Yes"]
[202441982,null,"REZNOR","HRCU-A-CB-O","GXH24(7.0)USV4DH","Mini-Splits","GFU24(7.0)USV4DH",10,27200,15700,"Yes"]
[202441981,null,"REZNOR","HRCU-A-CB-O","GXH24(7.0)USV4DH","Mini-Splits","GKU24(7.0)USV4DH",10,27200,15700,"Yes"]
[202441997,null,"REZNOR","HMSV-A-CB","GXH30(8.8)FMK4DH","Ducted Indoor Units","Multiple combinations, check manufacturer compatibility",9.8000000000000007,32000,19800]
[203376855,null,"REZNOR","HMSV-A-CB","GXH30(8.8)FMK4DH","Non-Ducted Indoor Units","Multiple combinations, check manufacturer compatibility",10.199999999999999,31600,19400]
[202443296,null,"REZNOR","HRCU-A-CB-O","GXH30(8.8)LSK4DH","Mini-Splits","GHH30(8.8)LUK4DH",9,28400,19200]
[202441983,null,"REZNOR","HRCU-A-CB","GXH30(8.8)USV4DH","Mini-Splits","GDU30(8.8)USV4DH",9,31200,16700,"Yes"]
[202441985,null,"REZNOR","HRCU-A-CB-O","GXH30(8.8)USV4DH","Mini-Splits","GFU30(8.8)USV4DH",9,31200,18000]
[202441984,null,"REZNOR","HRCU-A-CB-O","GXH30(8.8)USV4DH","Mini-Splits","GKU30(8.8)USV4DH",9,31200,16700]
[202441998,null,"REZNOR","HMSV-A-CB","GXH36(10.6)FMK4DH","Ducted Indoor Units","Multiple combinations, check manufacturer compatibility",9.9,43500,25000]
[203376856,null,"REZNOR","HMSV-A-CB","GXH36(10.6)FMK4DH","Non-Ducted Indoor Units","Multiple combinations, check manufacturer compatibility",10.199999999999999,42500,24800]
[202443292,null,"REZNOR","HRCU-A-CB-O","GXH36(10.6)LSK4DH","Mini-Splits","GHH36(10.6)LUK4DH",9,34600,20200]
[202542750,null,"REZNOR","HRCU-A-CB-O","GXH36(10.6)LSK4DL1","Mini-Splits","GHH36(10.6)LSK4DH",9,34600,20200]
[202441986,null,"REZNOR","HRCU-A-CB","GXH36(10.6)USV4DH","Mini-Splits","GDU36(10.6)USV4DH",9,41000,24600,"Yes"]
[202441988,null,"REZNOR","HRCU-A-CB-O","GXH36(10.6)USV4DH","Mini-Splits","GFU36(10.6)USV4DH",9,41000,23400]
[202441987,null,"REZNOR","HRCU-A-CB-O","GXH36(10.6)USV4DH","Mini-Splits","GKU36(10.6)USV4DH",9,41000,23400]
[202441999,null,"REZNOR","HMSV-A-CB","GXH42(12.3)FMK4DH","Ducted Indoor Units","Multiple combinations, check manufacturer compatibility",9.6,46500,28000]
[203376857,null,"REZNOR","HMSV-A-CB","GXH42(12.3)FMK4DH","Non-Ducted Indoor Units","Multiple combinations, check manufacturer compatibility",10.199999999999999,45000,29000]
[203376858,null,"REZNOR","HMSV-A-CB","GXH42(12.3)FMK4DH","Mixed Ducted and Non-Ducted Indoor Units","Multiple combinations, check manufacturer compatibility",9.9,45500,28400]
[202441989,null,"REZNOR","HRCU-A-CB","GXH42(12.3)USV4DH","Mini-Splits","GDU42(12.3)USV4DH",9,44000,24800,"Yes"]
[202441991,null,"REZNOR","HRCU-A-CB-O","GXH42(12.3)USV4DH","Mini-Splits","GFU42(12.3)USV4DH",9,44000,24800]
[202441990,null,"REZNOR","HRCU-A-CB-O","GXH42(12.3)USV4DH","Mini-Splits","GKU42(12.3)USV4DH",9,44000,24400]
[202441992,null,"REZNOR","HRCU-A-CB","GXH48(14.1)USV4DH","Mini-Splits","GDU48(14.1)USV4DH",9,54500,30600,"Yes"]
[202441994,null,"REZNOR","HRCU-A-CB-O","GXH48(14.1)USV4DH","Mini-Splits","GFU48(14.1)USV4DH",9,54500,28600]
[202441993,null,"REZNOR","HRCU-A-CB-O","GXH48(14.1)USV4DH","Mini-Splits","GKU48(14.1)USV4DH",9,54500,27600]
[200059050,9033417,"REZNOR","HMSV-A-CB","V5BV-36WMAK","Non-Ducted Indoor Units","Multiple combinations, check manufacturer compatibility",9,41500,24000]
[200059053,9033418,"REZNOR","HMSV-A-CB","V5BV-36WMAK","Ducted Indoor Units","Multiple combinations, check manufacturer compatibility",9,42000,25200]
[202515332,null,"REZNOR","HMSV-A-CB-O","V5BV-36WSBK","Non-Ducted Indoor Units","Multiple combinations, check manufacturer compatibility",11.7,45000,29400]
[202515338,null,"REZNOR","HMSV-A-CB","V5BV-36WSBK","Ducted Indoor Units","Multiple combinations, check manufacturer compatibility",10.3,45000,29400]
[202515340,null,"REZNOR","HMSV-A-CB","V5BV-36WSBK","Mixed Ducted and Non-Ducted Indoor Units","Multiple combinations, check manufacturer compatibility",11,45000,29400]
[200059056,9033419,"REZNOR","HMSV-A-CB","V5BV-48WMAK","Non-Ducted Indoor Units","Multiple combinations, check manufacturer compatibility",9,52500,31600]
[200059059,9033420,"REZNOR","HMSV-A-CB","V5BV-48WMAK","Ducted Indoor Units","Multiple combinations, check manufacturer compatibility",9,52500,32000]
[202515334,null,"REZNOR","HMSV-A-CB","V5BV-48WSBK","Non-Ducted Indoor Units","Multiple combinations, check manufacturer compatibility",11,54000,38000]
[202515342,null,"REZNOR","HMSV-A-CB","V5BV-48WSBK","Mixed Ducted and Non-Ducted Indoor Units","Multiple combinations, check manufacturer compatibility",10.6,54000,38000]
[202519332,null,"REZNOR","HMSV-A-CB","V5BV-48WSBK","Ducted Indoor Units","Multiple combinations, check manufacturer compatibility",10.199999999999999,54000,38000]
[205049560,null,"RHEEM","HMSV-A-CB","ROMH18AFXZJ","Non-Ducted Indoor Units","Multiple combinations, check manufacturer compatibility",10.3,22000,14200]
[10595436,null,"RHEEM","HMSV-A-CB","ROMH18AFXZJ","Ducted Indoor Units","Multiple combinations, check manufacturer compatibility",9,22000,13900]
[10595438,null,"RHEEM","HMSV-A-CB","ROMH18AFXZJ","Mixed Ducted and Non-Ducted Indoor Units","Multiple combinations, check manufacturer compatibility",9,22000,13900]
[10061692,null,"RHEEM","HMSV-A-CB","ROMH18AFXZJ","Non-Ducted Indoor Units","Multiple combinations, check manufacturer compatibility",9.3000000000000007,22000,13900]
[10595418,null,"RHEEM","HMSV-A-CB","ROMH18FXZHJ","Non-Ducted Indoor Units","Multiple combinations, check manufacturer compatibility",10.3,22000,14200]
[10595420,null,"RHEEM","HMSV-A-CB","ROMH18FXZHJ","Ducted Indoor Units","Multiple combinations, check manufacturer compatibility",9,22000,14200]
[10595422,null,"RHEEM","HMSV-A-CB","ROMH18FXZHJ","Mixed Ducted and Non-Ducted Indoor Units","Multiple combinations, check manufacturer compatibility",9.65,22000,14200]
[10595440,null,"RHEEM","HMSV-A-CB","ROMH24AFXZJ","Ducted Indoor Units","Multiple combinations, check manufacturer compatibility",9,24000,14100]
[10595442,null,"RHEEM","HMSV-A-CB","ROMH24AFXZJ","Mixed Ducted and Non-Ducted Indoor Units","Multiple combinations, check manufacturer compatibility",9.25,24000,14100]
[10061691,null,"RHEEM","HMSV-A-CB","ROMH24AFXZJ","Non-Ducted Indoor Units","Multiple combinations, check manufacturer compatibility",9.5,24000,14100]
[10595426,null,"RHEEM","HMSV-A-CB","ROMH24FXZHJ","Ducted Indoor Units","Multiple combinations, check manufacturer compatibility",9,25000,15400]
[10595428,null,"RHEEM","HMSV-A-CB","ROMH24FXZHJ","Mixed Ducted and Non-Ducted Indoor Units","Multiple combinations, check manufacturer compatibility",9.65,25000,15400]
[10595424,null,"RHEEM","HMSV-A-CB","ROMH24FXZHJ","Non-Ducted Indoor Units","Multiple combinations, check manufacturer compatibility",10.3,25000,15400]
[10595446,null,"RHEEM","HMSV-A-CB","ROMH36AFXZJ","Mixed Ducted and Non-Ducted Indoor Units","Multiple combinations, check manufacturer compatibility",9.0500000000000007,36400,21400]
[10061718,null,"RHEEM","HMSV-A-CB","ROMH36AFXZJ","Non-Ducted Indoor Units","Multiple combinations, check manufacturer compatibility",9.4,36400,21400]
[10595430,null,"RHEEM","HMSV-A-CB","ROMH36FXZHJ","Non-Ducted Indoor Units","Multiple combinations, check manufacturer compatibility",10.3,36400,21400]
[10595432,null,"RHEEM","HMSV-A-CB","ROMH36FXZHJ","Ducted Indoor Units","Multiple combinations, check manufacturer compatibility",9.3000000000000007,36400,21400]
[10595434,null,"RHEEM","HMSV-A-CB","ROMH36FXZHJ","Mixed Ducted and Non-Ducted Indoor Units","Multiple combinations, check manufacturer compatibility",9.3000000000000007,36400,21400]
[10595448,null,"RHEEM","HMSV-A-CB","ROMH45AFXZJ","Ducted Indoor Units","Multiple combinations, check manufacturer compatibility",9.3000000000000007,46000,27800]
[10595450,null,"RHEEM","HMSV-A-CB","ROMH45AFXZJ","Mixed Ducted and Non-Ducted Indoor Units","Multiple combinations, check manufacturer compatibility",9.8000000000000007,47000,28000]
[10061724,null,"RHEEM","HMSV-A-CB","ROMH45AFXZJ","Non-Ducted Indoor Units","Multiple combinations, check manufacturer compatibility",10.3,48000,28200]
[10595405,null,"RHEEM","HRCU-A-CB-O","ROSH09AFCJ","Mini-Splits","RICH09AVFJ",13,12000,7100]
[10595399,null,"RHEEM","HRCU-A-CB","ROSH09AFCJ","Mini-Splits","RIDH09AVFJ",12.2,12000,7300]
[10595383,null,"RHEEM","HRCU-A-CB-O","ROSH09AFFHJ","Mini-Splits","RIFH09AVFJ",12.4,12000,7500]
[10595392,null,"RHEEM","HRCU-A-CB-O","ROSH09AFFJ","Mini-Splits","RIFH09AVFJ",12.6,12000,7500]
[10061699,null,"RHEEM","HRCU-A-CB-O","ROSH09AFWJ","Mini-Splits","RIWH09AVFJ",11,12000,7600]
[10595371,null,"RHEEM","HRCU-A-CB-O","ROSH09AHHJ","Mini-Splits","RIWH09AHWJ",14,12000,7000]
[10061716,null,"RHEEM","HRCU-A-CB-O","ROSH09AHWJ","Mini-Splits","RIWH09AHWJ",14.2,12000,7000]
[10061695,null,"RHEEM","HRCU-A-CB-O","ROSH09AVSA","Mini-Splits","RIWH09AVSA",9,10000,6600]
[10595407,null,"RHEEM","HRCU-A-CB-O","ROSH12AFCJ","Mini-Splits","RICH12AVFJ",12.2,16000,10200]
[10595401,null,"RHEEM","HRCU-A-CB","ROSH12AFCJ","Mini-Splits","RIDH12AVFJ",11.5,16000,9500]
[10595386,null,"RHEEM","HRCU-A-CB-O","ROSH12AFFHJ","Mini-Splits","RIFH12AVFJ",11.3,16000,10600]
[10595394,null,"RHEEM","HRCU-A-CB-O","ROSH12AFFJ","Mini-Splits","RIFH12AVFJ",11.6,16000,10600]
[10061702,null,"RHEEM","HRCU-A-CB-O","ROSH12AFWJ","Mini-Splits","RIWH12AVFJ",11,16000,9400]
[10595373,null,"RHEEM","HRCU-A-CB-O","ROSH12AHHJ","Mini-Splits","RIWH12AHWJ",13.8,16000,9600]
[10061712,null,"RHEEM","HRCU-A-CB-O","ROSH12AHWJ","Mini-Splits","RIWH12AHWJ",14,16000,9600]
[10061697,null,"RHEEM","HRCU-A-CB-O","ROSH12AVSA","Mini-Splits","RIWH12AVSA",9,14000,8400]
[10595389,null,"RHEEM","HRCU-A-CB-O","ROSH15AFFHJ","Mini-Splits","RIFH15AVFJ",11,18000,11600]
[10595396,null,"RHEEM","HRCU-A-CB-O","ROSH15AFFJ","Mini-Splits","RIFH15AVFJ",11.2,18000,11600]
[10595375,null,"RHEEM","HRCU-A-CB-O","ROSH15AHHJ","Mini-Splits","RIWH15AHWJ",13.3,18000,11200]
[10061714,null,"RHEEM","HRCU-A-CB-O","ROSH15AHWJ","Mini-Splits","RIWH15AHWJ",13.4,18000,11200]
[10595409,null,"RHEEM","HRCU-A-CB-O","ROSH18AFCJ","Mini-Splits","RICH18AVFJ",11.5,21600,13600]
[10595403,null,"RHEEM","HRCU-A-CB","ROSH18AFCJ","Mini-Splits","RIDH18AVFJ",11.3,21600,13600]
[10595377,null,"RHEEM","HRCU-A-CB-O","ROSH18AHXHJ","Mini-Splits","RIWH18AVFJ",10.4,21600,14600]
[10061704,null,"RHEEM","HRCU-A-CB-O","ROSH18ASJ","Mini-Splits","RIWH18ASJ",10.6,18000,11500]
[10061720,null,"RHEEM","HRCU-A-CB-O","ROSH18AXFWJ","Mini-Splits","RIWH18AVFJ",10.5,21600,14600]
[202244046,null,"RHEEM","HRCU-A-CB-O","ROSH18VGSN","Mini-Splits","RICH18AXCJ",10.9,21000,12300]
[10595379,null,"RHEEM","HRCU-A-CB-O","ROSH24AHXHJ","Mini-Splits","RIWH24AVFJ",10.5,25200,18000]
[10061706,null,"RHEEM","HRCU-A-CB-O","ROSH24ASJ","Mini-Splits","RIWH24ASJ",10.6,24000,15300]
[10061722,null,"RHEEM","HRCU-A-CB-O","ROSH24AXFWJ","Mini-Splits","RIWH24AVFJ",10.6,25200,18000]
[202244731,null,"RHEEM","HRCU-A-CB-O","ROSH24VGSN","Mini-Splits","RICH24AXCJ",10.8,27000,16400]
[10595381,null,"RHEEM","HRCU-A-CB-O","ROSH30AHXHJ","Mini-Splits","RIWH30AVFJ",11.8,32000,18900]
[10061708,null,"RHEEM","HRCU-A-CB-O","ROSH30AXJ","Mini-Splits","RIWH30AXJ",9,30000,20400]
[202245032,null,"RHEEM","HRCU-A-CB-O","ROSH30VGSN","Mini-Splits","RICH30AXCJ",11.5,32000,20200]
[10061710,null,"RHEEM","HRCU-A-CB-O","ROSH36AXJ","Mini-Splits","RIWH36AXJ",9,34000,21400]
[202245794,null,"RHEEM","HRCU-A-CB-O","ROSH36VGSN","Mini-Splits","RICH36AXCJ",11.2,36000,23200]
[202245810,null,"RHEEM","HRCU-A-CB-O","ROSH42VGSN","Mini-Splits","RICH42AXCJ",9.6999999999999993,47000,27600]
[5731240,null,"RMXS MULTI","HMSV-A-CB","RMXS48LVJU","Non-Ducted Indoor Units","Multiple combinations, check manufacturer compatibility",11.3,54000,35400]
[5731241,null,"RMXS MULTI","HMSV-A-CB","RMXS48LVJU","Ducted Indoor Units","Multiple combinations, check manufacturer compatibility",9.6,54000,35400]
[204030286,null,"ROYAL SOVEREIGN","HRCU-A-CB-O","RSAC-1217S-O","Mini-Splits","RSAC-1217S-I",9,12500,7500]
[204030285,null,"ROYAL SOVEREIGN","HRCU-A-CB-O","RSAC-1817S-O","Mini-Splits","RSAC-1817S-I",9,18400,10000]
[204030287,null,"ROYAL SOVEREIGN","HRCU-A-CB-O","RSAC-2417S-O","Mini-Splits","RSAC-2417S-I",9,24000,11000]
[205118684,null,"RUNTRU","HRCU-A-CB-O","M4THS1509A11N**","Mini-Splits","M4MHW1509A1N0**",9,9500,5600]
[205118686,null,"RUNTRU","HRCU-A-CB-O","M4THS1512A11N**","Mini-Splits","M4MHW1512A1N0**",9,13000,8100]
[205118692,null,"RUNTRU","HRCU-A-CB-O","M4THS1518A11N**","Mini-Splits","M4MHW1518A1N0**",9,19000,12100]
[205118695,null,"RUNTRU","HRCU-A-CB-O","M4THS1524A11N**","Mini-Splits","M4MHW1524A1N0**",9,23200,13600]
[205118674,null,"RUNTRU","HRCU-A-CB-O","M4THS1809A11N**","Mini-Splits","M4MHW1809A1N0**",10.5,11000,6800]
[205118677,null,"RUNTRU","HRCU-A-CB-O","M4THS1812A11N**","Mini-Splits","M4MHW1812A1N0**",10.199999999999999,13000,7100]
[205118697,null,"RUNTRU","HRCU-A-CB-O","M4THS1818A11N**","Mini-Splits","M4MHW1818A1N0**",10.7,19800,12400]
[205118701,null,"RUNTRU","HRCU-A-CB-O","M4THS1824A11N**","Mini-Splits","M4MHW1824A1N0**",10.199999999999999,23000,14600]
[205118678,null,"RUNTRU","HRCU-A-CB-O","M4THS2209A91N**","Mini-Splits","M4MHW2209A9N0**",9.8000000000000007,9500,5600]
[205118680,null,"RUNTRU","HRCU-A-CB-O","M4THS2212A91N**","Mini-Splits","M4MHW2212A9N0**",9.6,13000,7900]
[205118682,null,"RUNTRU","HRCU-A-CB-O","M4TLS1809A11N**","Mini-Splits","M4MLW1809A1N0**",10.199999999999999,10000,5800]
[205118699,null,"RUNTRU","HRCU-A-CB-O","M4TLS1812A11N**","Mini-Splits","M4MLW1812A1N0**",9.1999999999999993,12900,7500]
[205118687,null,"RUNTRU","HRCU-A-CB-O","M4TLS1818A11N**","Mini-Splits","M4MLW1818A1N0**",9.1999999999999993,20000,11600]
[205118691,null,"RUNTRU","HRCU-A-CB-O","M4TLS1824A11N**","Mini-Splits","M4MLW1824A1N0**",10.5,25000,16000]
[205049559,null,"RUUD","HMSV-A-CB","UOMH18AFXZJ","Non-Ducted Indoor Units","Multiple combinations, check manufacturer compatibility",10.3,22000,14200]
[10595437,null,"RUUD","HMSV-A-CB","UOMH18AFXZJ","Ducted Indoor Units","Multiple combinations, check manufacturer compatibility",9,22000,13900]
[10595439,null,"RUUD","HMSV-A-CB","UOMH18AFXZJ","Mixed Ducted and Non-Ducted Indoor Units","Multiple combinations, check manufacturer compatibility",9.15,22000,13900]
[10061694,null,"RUUD","HMSV-A-CB","UOMH18AFXZJ","Non-Ducted Indoor Units","Multiple combinations, check manufacturer compatibility",9.3000000000000007,22000,13900]
[10595419,null,"RUUD","HMSV-A-CB","UOMH18FXZHJ","Non-Ducted Indoor Units","Multiple combinations, check manufacturer compatibility",10.3,22000,14200]
[10595421,null,"RUUD","HMSV-A-CB","UOMH18FXZHJ","Ducted Indoor Units","Multiple combinations, check manufacturer compatibility",9,22000,14200]
[10595423,null,"RUUD","HMSV-A-CB","UOMH18FXZHJ","Mixed Ducted and Non-Ducted Indoor Units","Multiple combinations, check manufacturer compatibility",9,22000,14200]
[10595441,null,"RUUD","HMSV-A-CB","UOMH24AFXZJ","Ducted Indoor Units","Multiple combinations, check manufacturer compatibility",9,24000,14100]
[10595443,null,"RUUD","HMSV-A-CB","UOMH24AFXZJ","Mixed Ducted and Non-Ducted Indoor Units","Multiple combinations, check manufacturer compatibility",9.25,24000,14100]
[10061693,null,"RUUD","HMSV-A-CB","UOMH24AFXZJ","Non-Ducted Indoor Units","Multiple combinations, check manufacturer compatibility",9.5,24000,14100]
[10595427,null,"RUUD","HMSV-A-CB","UOMH24FXZHJ","Ducted Indoor Units","Multiple combinations, check manufacturer compatibility",9,25000,15400]
[10595429,null,"RUUD","HMSV-A-CB","UOMH24FXZHJ","Mixed Ducted and Non-Ducted Indoor Units","Multiple combinations, check manufacturer compatibility",9,25000,15400]
[10595425,null,"RUUD","HMSV-A-CB","UOMH24FXZHJ","Non-Ducted Indoor Units","Multiple combinations, check manufacturer compatibility",10.3,25000,15400]
[10595447,null,"RUUD","HMSV-A-CB","UOMH36AFXZJ","Mixed Ducted and Non-Ducted Indoor Units","Multiple combinations, check manufacturer compatibility",9.0500000000000007,36400,21400]
[10061719,null,"RUUD","HMSV-A-CB","UOMH36AFXZJ","Non-Ducted Indoor Units","Multiple combinations, check manufacturer compatibility",9.4,36400,21400]
[10595431,null,"RUUD","HMSV-A-CB","UOMH36FXZHJ","Non-Ducted Indoor Units","Multiple combinations, check manufacturer compatibility",10.3,36400,21400]
[10595433,null,"RUUD","HMSV-A-CB","UOMH36FXZHJ","Ducted Indoor Units","Multiple combinations, check manufacturer compatibility",9.3000000000000007,36400,21400]
[10595435,null,"RUUD","HMSV-A-CB","UOMH36FXZHJ","Mixed Ducted and Non-Ducted Indoor Units","Multiple combinations, check manufacturer compatibility",9.3000000000000007,36400,21400]
[10595449,null,"RUUD","HMSV-A-CB","UOMH45AFXZJ","Ducted Indoor Units","Multiple combinations, check manufacturer compatibility",9.3000000000000007,46000,27800]
[10595451,null,"RUUD","HMSV-A-CB","UOMH45AFXZJ","Mixed Ducted and Non-Ducted Indoor Units","Multiple combinations, check manufacturer compatibility",9.8000000000000007,47000,28000]
[10061725,null,"RUUD","HMSV-A-CB","UOMH45AFXZJ","Non-Ducted Indoor Units","Multiple combinations, check manufacturer compatibility",10.3,48000,28200]
[10595406,null,"RUUD","HRCU-A-CB-O","UOSH09AFCJ","Mini-Splits","RICH09AVFJ",13,12000,7100]
[10595400,null,"RUUD","HRCU-A-CB","UOSH09AFCJ","Mini-Splits","RIDH09AVFJ",12.2,12000,7300]
[10595385,null,"RUUD","HRCU-A-CB-O","UOSH09AFFHJ","Mini-Splits","RIFH09AVFJ",12.4,12000,7500]
[10595393,null,"RUUD","HRCU-A-CB-O","UOSH09AFFJ","Mini-Splits","RIFH09AVFJ",12.6,12000,7500]
[10061700,null,"RUUD","HRCU-A-CB-O","UOSH09AFWJ","Mini-Splits","UIWH09AVFJ",11,12000,7600]
[10595372,null,"RUUD","HRCU-A-CB-O","UOSH09AHHJ","Mini-Splits","UIWH09AHWJ",14,12000,7000]
[10061717,null,"RUUD","HRCU-A-CB-O","UOSH09AHWJ","Mini-Splits","UIWH09AHWJ",14.2,12000,7000]
[10061696,null,"RUUD","HRCU-A-CB-O","UOSH09AVSA","Mini-Splits","UIWH09AVSA",9,10000,6600]
[10595408,null,"RUUD","HRCU-A-CB-O","UOSH12AFCJ","Mini-Splits","RICH12AVFJ",12.2,16000,10200]
[10595402,null,"RUUD","HRCU-A-CB","UOSH12AFCJ","Mini-Splits","RIDH12AVFJ",11.5,16000,9500]
[10595387,null,"RUUD","HRCU-A-CB-O","UOSH12AFFHJ","Mini-Splits","RIFH12AVFJ",11.3,16000,10600]
[10595395,null,"RUUD","HRCU-A-CB-O","UOSH12AFFJ","Mini-Splits","RIFH12AVFJ",11.6,16000,10600]
[10061703,null,"RUUD","HRCU-A-CB-O","UOSH12AFWJ","Mini-Splits","UIWH12AVFJ",11,16000,9400]
[10595374,null,"RUUD","HRCU-A-CB-O","UOSH12AHHJ","Mini-Splits","UIWH12AHWJ",13.8,16000,9600]
[10061713,null,"RUUD","HRCU-A-CB-O","UOSH12AHWJ","Mini-Splits","UIWH12AHWJ",14,16000,9600]
[10061698,null,"RUUD","HRCU-A-CB-O","UOSH12AVSA","Mini-Splits","UIWH12AVSA",9,14000,8400]
[10595390,null,"RUUD","HRCU-A-CB-O","UOSH15AFFHJ","Mini-Splits","RIFH15AVFJ",11,18000,11600]
[10595397,null,"RUUD","HRCU-A-CB-O","UOSH15AFFJ","Mini-Splits","RIFH15AVFJ",11.2,18000,11600]
[10595376,null,"RUUD","HRCU-A-CB-O","UOSH15AHHJ","Mini-Splits","UIWH15AHWJ",13.3,18000,11200]
[10061715,null,"RUUD","HRCU-A-CB-O","UOSH15AHWJ","Mini-Splits","UIWH15AHWJ",13.4,18000,11200]
[10595410,null,"RUUD","HRCU-A-CB-O","UOSH18AFCJ","Mini-Splits","RICH18AVFJ",11.5,21600,13600]
[10595404,null,"RUUD","HRCU-A-CB","UOSH18AFCJ","Mini-Splits","RIDH18AVFJ",11.3,21600,13600]
[10595378,null,"RUUD","HRCU-A-CB-O","UOSH18AHXHJ","Mini-Splits","UIWH18AVFJ",10.4,21600,14600]
[10061705,null,"RUUD","HRCU-A-CB-O","UOSH18ASJ","Mini-Splits","UIWH18ASJ",10.6,18000,11500]
[10061721,null,"RUUD","HRCU-A-CB-O","UOSH18AXFWJ","Mini-Splits","UIWH18AVFJ",10.5,21600,14600]
[202244186,null,"RUUD","HRCU-A-CB-O","UOSH18VGSN","Mini-Splits","RICH18AXCJ",10.9,21000,12300]
[10595380,null,"RUUD","HRCU-A-CB-O","UOSH24AHXHJ","Mini-Splits","UIWH24AVFJ",10.5,25200,18000]
[10061707,null,"RUUD","HRCU-A-CB-O","UOSH24ASJ","Mini-Splits","UIWH24ASJ",10.6,24000,15300]
[10061723,null,"RUUD","HRCU-A-CB-O","UOSH24AXFWJ","Mini-Splits","UIWH24AVFJ",10.6,25200,18000]
[202244927,null,"RUUD","HRCU-A-CB-O","UOSH24VGSN","Mini-Splits","RICH24AXCJ",10.8,27000,16400]
[10595382,null,"RUUD","HRCU-A-CB-O","UOSH30AHXHJ","Mini-Splits","UIWH30AVFJ",11.8,32000,18900]
[10061709,null,"RUUD","HRCU-A-CB-O","UOSH30AXJ","Mini-Splits","UIWH30AXJ",9,30000,20400]
[202245129,null,"RUUD","HRCU-A-CB-O","UOSH30VGSN","Mini-Splits","RICH30AXCJ",11.5,32000,20200]
[10061711,null,"RUUD","HRCU-A-CB-O","UOSH36AXJ","Mini-Splits","UIWH36AXJ",9,34000,21400]
[202245809,null,"RUUD","HRCU-A-CB-O","UOSH36VGSN","Mini-Splits","RICH36AXCJ",11.2,36000,23200]
[202245811,null,"RUUD","HRCU-A-CB-O","UOSH42VGSN","Mini-Splits","RICH42AXCJ",9.6999999999999993,47000,27600]
[8717080,null,"SAMSUNG","HRCU-A-CB","AC009KXADCH","Mini-Splits","AC009KNLDCH",10.5,12000,7800,"Yes"]
[8715730,null,"SAMSUNG","HRCU-A-CB","AC012KXADCH","Mini-Splits","AC012KNLDCH",10.5,14000,9000]
[10227622,null,"SAMSUNG","HRCU-A-CB-O","AC012KXADCH","Mini-Splits","AC012MNADCH/AA",9.5,14000,9300]
[8032087,null,"SAMSUNG","HRCU-A-CB","AC018JXADCH/AA","Mini-Splits","AC018JNHDCH/AA",10.3,20000,13500]
[8856681,null,"SAMSUNG","HRCU-A-CB-O","AC018JXADCH/AA","Mini-Splits","AC018KN4DCH/AA",10,20000,11000]
[8950555,null,"SAMSUNG","HRCU-A-CB","AC018JXADCH/AA","Mini-Splits","AC018KNZDCH/AA",10,20000,13000]
[10227623,null,"SAMSUNG","HRCU-A-CB-O","AC018JXADCH/AA","Mini-Splits","AC018MNADCH/AA",10,20000,11500]
[10146781,null,"SAMSUNG","HRCU-A-CB","AC018JXADCH/AA","Mini-Splits","AC018MNHDCH/AA",10.6,20000,13000]
[202087965,null,"SAMSUNG","HRCU-A-CB-O","AC018JXADCH/AA","Mini-Splits","AC018NN4DCH/AA",10,20000,10900]
[8717196,null,"SAMSUNG","HRCU-A-CB","AC018KXADCH","Mini-Splits","AC018KNLDCH",9.6999999999999993,20000,12500]
[8856687,null,"SAMSUNG","HRCU-A-CB-O","AC024JXADCH/AA","Mini-Splits","AC024KN4DCH/AA",10,27000,16400]
[8950560,null,"SAMSUNG","HRCU-A-CB","AC024JXADCH/AA","Mini-Splits","AC024KNZDCH/AA",11.5,27000,19000,"Yes"]
[10227625,null,"SAMSUNG","HRCU-A-CB-O","AC024JXADCH/AA","Mini-Splits","AC024MNADCH/AA",10.8,27000,16300]
[10146782,null,"SAMSUNG","HRCU-A-CB","AC024JXADCH/AA","Mini-Splits","AC024MNHDCH/AA",10.6,27000,17200]
[202087966,null,"SAMSUNG","HRCU-A-CB-O","AC024JXADCH/AA","Mini-Splits","AC024NN4DCH/AA",9.6999999999999993,27000,15400]
[8856696,null,"SAMSUNG","HRCU-A-CB-O","AC030JXADCH/AA","Mini-Splits","AC030KN4DCH/AA",9.9,32000,20200]
[8950561,null,"SAMSUNG","HRCU-A-CB","AC030JXADCH/AA","Mini-Splits","AC030KNZDCH/AA",10.4,32000,20400]
[10146784,null,"SAMSUNG","HRCU-A-CB","AC030JXADCH/AA","Mini-Splits","AC030MNHDCH/AA",10.199999999999999,32000,20600]
[10227626,null,"SAMSUNG","HRCU-A-CB-O","AC030JXADCH/AA","Mini-Splits","AC030MNTDCH/AA",9.1999999999999993,32000,21000]
[202087967,null,"SAMSUNG","HRCU-A-CB-O","AC030JXADCH/AA","Mini-Splits","AC030NN4DCH/AA",9.8000000000000007,32000,21200]
[8203107,null,"SAMSUNG","HRCU-A-CB-O","AC030JXSCCH/AA","Mini-Splits","AC030JN4DCH/AA",10.1,32000,20800,"Yes"]
[9955837,null,"SAMSUNG","HRCU-A-CB","AC030JXSCCH/AA","Mini-Splits","AC030KNZDCH/AA",10.6,32000,19000]
[10347730,null,"SAMSUNG","HRCU-A-CB","AC030JXSCCH/AA","Mini-Splits","AC030MNHDCH/AA",10.1,32000,19000]
[202087971,null,"SAMSUNG","HRCU-A-CB-O","AC030JXSCCH/AA","Mini-Splits","AC030NN4DCH/AA",10.1,32000,20800]
[8856697,null,"SAMSUNG","HRCU-A-CB-O","AC036JXADCH/AA","Mini-Splits","AC036KN4DCH/AA",9.6999999999999993,40000,24000]
[8950568,null,"SAMSUNG","HRCU-A-CB","AC036JXADCH/AA","Mini-Splits","AC036KNZDCH/AA",10.199999999999999,40000,26000]
[10146788,null,"SAMSUNG","HRCU-A-CB","AC036JXADCH/AA","Mini-Splits","AC036MNHDCH/AA",10.199999999999999,40000,24000]
[10227629,null,"SAMSUNG","HRCU-A-CB-O","AC036JXADCH/AA","Mini-Splits","AC036MNTDCH/AA",9.5,40000,25000]
[202087968,null,"SAMSUNG","HRCU-A-CB-O","AC036JXADCH/AA","Mini-Splits","AC036NN4DCH/AA",9.5,40000,24000]
[8203116,null,"SAMSUNG","HRCU-A-CB-O","AC036JXSCCH/AA","Mini-Splits","AC036JN4DCH/AA",10.4,40000,25000,"Yes"]
[9955838,null,"SAMSUNG","HRCU-A-CB","AC036JXSCCH/AA","Mini-Splits","AC036KNZDCH/AA",10.4,40000,25000]
[10347731,null,"SAMSUNG","HRCU-A-CB","AC036JXSCCH/AA","Mini-Splits","AC036MNHDCH/AA",10.4,40000,24400]
[202087972,null,"SAMSUNG","HRCU-A-CB-O","AC036JXSCCH/AA","Mini-Splits","AC036NN4DCH/AA",10.4,40000,25000]
[8856698,null,"SAMSUNG","HRCU-A-CB-O","AC042JXADCH/AA","Mini-Splits","AC042KN4DCH/AA",9.5,47000,29600]
[8950573,null,"SAMSUNG","HRCU-A-CB","AC042JXADCH/AA","Mini-Splits","AC042KNZDCH/AA",9.6,47000,29400]
[10146791,null,"SAMSUNG","HRCU-A-CB","AC042JXADCH/AA","Mini-Splits","AC042MNHDCH/AA",10.199999999999999,47000,29400]
[202087969,null,"SAMSUNG","HRCU-A-CB-O","AC042JXADCH/AA","Mini-Splits","AC042NN4DCH/AA",9.5,47000,28000]
[8860527,null,"SAMSUNG","HRCU-A-CB-O","AC048JXADCH/AA","Mini-Splits","AC048KN4DCH/AA",9.5,53000,32400]
[8950574,null,"SAMSUNG","HRCU-A-CB","AC048JXADCH/AA","Mini-Splits","AC048KNZDCH/AA",9.6999999999999993,53000,33400]
[10146794,null,"SAMSUNG","HRCU-A-CB","AC048JXADCH/AA","Mini-Splits","AC048MNHDCH/AA",9.8000000000000007,53000,32000]
[202087970,null,"SAMSUNG","HRCU-A-CB-O","AC048JXADCH/AA","Mini-Splits","AC048NN4DCH/AA",9.5,53000,31400]
[8950575,null,"SAMSUNG","HRCU-A-CB","AC054KXADCH/AA","Mini-Splits","AC054KNZDCH/AA",9,60000,38000]
[7915890,null,"SAMSUNG","HMSV-A-CB","AJ020JCJ2CH","Non-Ducted Indoor Units","Multiple combinations, check manufacturer compatibility",9,22000,11500]
[10348192,null,"SAMSUNG","HMSV-A-CB","AJ020MCS3CH","Non-Ducted Indoor Units","Multiple combinations, check manufacturer compatibility",10,22000,13000,"Yes"]
[10348193,null,"SAMSUNG","HMSV-A-CB","AJ020MCS3CH","Ducted Indoor Units","Multiple combinations, check manufacturer compatibility",9.5,22000,14000]
[202196708,null,"SAMSUNG","HMSV-A-CB","AJ020MCS3CH","Mixed Ducted and Non-Ducted Indoor Units","Multiple combinations, check manufacturer compatibility",9.75,22000,13500]
[205236961,null,"SAMSUNG","HMSV-A-CB","AJ020TXJ2CH","Ducted Indoor Units","Multiple combinations, check manufacturer compatibility",9.5,22000,11500]
[205291853,null,"SAMSUNG","HMSV-A-CB","AJ020TXJ2CH","Non-Ducted Indoor Units","Multiple combinations, check manufacturer compatibility",10,22000,11500]
[205343310,null,"SAMSUNG","HMSV-A-CB","AJ020TXJ2CH","Mixed Ducted and Non-Ducted Indoor Units","Multiple combinations, check manufacturer compatibility",9.75,22000,11500]
[205236964,null,"SAMSUNG","HMSV-A-CB","AJ020TXS3CH","Ducted Indoor Units","Multiple combinations, check manufacturer compatibility",9.5,22000,13000]
[205291856,null,"SAMSUNG","HMSV-A-CB","AJ020TXS3CH","Non-Ducted Indoor Units","Multiple combinations, check manufacturer compatibility",10,22000,10500]
[205343314,null,"SAMSUNG","HMSV-A-CB","AJ020TXS3CH","Mixed Ducted and Non-Ducted Indoor Units","Multiple combinations, check manufacturer compatibility",9.75,22000,11700]
[7915888,null,"SAMSUNG","HMSV-A-CB","AJ024JCJ3CH","Non-Ducted Indoor Units","Multiple combinations, check manufacturer compatibility",9,25000,13500]
[10298670,null,"SAMSUNG","HMSV-A-CB","AJ024MCS4CH","Non-Ducted Indoor Units","Multiple combinations, check manufacturer compatibility",10,25000,14000,"Yes"]
[10298671,null,"SAMSUNG","HMSV-A-CB","AJ024MCS4CH","Ducted Indoor Units","Multiple combinations, check manufacturer compatibility",9.5,25000,15000]
[202196709,null,"SAMSUNG","HMSV-A-CB","AJ024MCS4CH","Mixed Ducted and Non-Ducted Indoor Units","Multiple combinations, check manufacturer compatibility",9.75,25000,14500]
[205236962,null,"SAMSUNG","HMSV-A-CB","AJ024TXJ3CH","Ducted Indoor Units","Multiple combinations, check manufacturer compatibility",9,25000,13000]
[205291854,null,"SAMSUNG","HMSV-A-CB","AJ024TXJ3CH","Non-Ducted Indoor Units","Multiple combinations, check manufacturer compatibility",10,25000,13500]
[205343312,null,"SAMSUNG","HMSV-A-CB","AJ024TXJ3CH","Mixed Ducted and Non-Ducted Indoor Units","Multiple combinations, check manufacturer compatibility",9.5,25000,13200]
[205236965,null,"SAMSUNG","HMSV-A-CB","AJ024TXS4CH","Ducted Indoor Units","Multiple combinations, check manufacturer compatibility",9.5,25000,15000]
[205291857,null,"SAMSUNG","HMSV-A-CB","AJ024TXS4CH","Non-Ducted Indoor Units","Multiple combinations, check manufacturer compatibility",10,25000,13500]
[205343315,null,"SAMSUNG","HMSV-A-CB","AJ024TXS4CH","Mixed Ducted and Non-Ducted Indoor Units","Multiple combinations, check manufacturer compatibility",9.75,25000,14200]
[10298668,null,"SAMSUNG","HMSV-A-CB","AJ030MCS4CH","Non-Ducted Indoor Units","Multiple combinations, check manufacturer compatibility",11,28600,18500,"Yes"]
[10298669,null,"SAMSUNG","HMSV-A-CB","AJ030MCS4CH","Ducted Indoor Units","Multiple combinations, check manufacturer compatibility",9.8000000000000007,28600,17500]
[202196710,null,"SAMSUNG","HMSV-A-CB","AJ030MCS4CH","Mixed Ducted and Non-Ducted Indoor Units","Multiple combinations, check manufacturer compatibility",10.4,28600,18000]
[205236966,null,"SAMSUNG","HMSV-A-CB","AJ030TXS4CH","Ducted Indoor Units","Multiple combinations, check manufacturer compatibility",9.8000000000000007,28600,16000]
[205291858,null,"SAMSUNG","HMSV-A-CB","AJ030TXS4CH","Non-Ducted Indoor Units","Multiple combinations, check manufacturer compatibility",11,28600,14500]
[205343317,null,"SAMSUNG","HMSV-A-CB","AJ030TXS4CH","Mixed Ducted and Non-Ducted Indoor Units","Multiple combinations, check manufacturer compatibility",10.4,28600,15200]
[7915886,null,"SAMSUNG","HMSV-A-CB","AJ036JCJ5CH","Non-Ducted Indoor Units","Multiple combinations, check manufacturer compatibility",9.5,40000,22400]
[7915887,null,"SAMSUNG","HMSV-A-CB","AJ036JCJ5CH","Ducted Indoor Units","Multiple combinations, check manufacturer compatibility",9,40000,21400]
[202196756,null,"SAMSUNG","HMSV-A-CB","AJ036JCJ5CH","Mixed Ducted and Non-Ducted Indoor Units","Multiple combinations, check manufacturer compatibility",9.25,40000,21900]
[205236963,null,"SAMSUNG","HMSV-A-CB","AJ036TXJ4CH","Ducted Indoor Units","Multiple combinations, check manufacturer compatibility",9,36000,21400]
[205291855,null,"SAMSUNG","HMSV-A-CB","AJ036TXJ4CH","Non-Ducted Indoor Units","Multiple combinations, check manufacturer compatibility",10,36000,20400]
[205343313,null,"SAMSUNG","HMSV-A-CB","AJ036TXJ4CH","Mixed Ducted and Non-Ducted Indoor Units","Multiple combinations, check manufacturer compatibility",9.5,36000,20800]
[205236967,null,"SAMSUNG","HMSV-A-CB","AJ036TXS4CH","Ducted Indoor Units","Multiple combinations, check manufacturer compatibility",9.1,34600,19500]
[205291859,null,"SAMSUNG","HMSV-A-CB","AJ036TXS4CH","Non-Ducted Indoor Units","Multiple combinations, check manufacturer compatibility",10.5,36600,19500]
[205343318,null,"SAMSUNG","HMSV-A-CB","AJ036TXS4CH","Mixed Ducted and Non-Ducted Indoor Units","Multiple combinations, check manufacturer compatibility",9.8000000000000007,35600,19500]
[205275703,null,"SAMSUNG","HMSV-A-CB","AJ048TXJ5CH","Non-Ducted Indoor Units","Multiple combinations, check manufacturer compatibility",10.3,48500,28400]
[205421132,null,"SAMSUNG","HMSV-A-CB","AJ048TXJ5CH","Mixed Ducted and Non-Ducted Indoor Units","Multiple combinations, check manufacturer compatibility",9.75,47500,28400]
[205291860,null,"SAMSUNG","HMSV-A-CB","AJ048TXJ5CH","Ducted Indoor Units","Multiple combinations, check manufacturer compatibility",9.1999999999999993,46500,28400]
[202064264,null,"SAMSUNG","HMSV-A-CB","AM036NXMDCR","Ducted Indoor Units","Multiple combinations, check manufacturer compatibility",9.5,42000,26000]
[202098116,null,"SAMSUNG","HMSV-A-CB","AM036NXMDCR","Non-Ducted Indoor Units","Multiple combinations, check manufacturer compatibility",10,42000,26000]
[205230038,null,"SAMSUNG","HMSR-A-CB","AM036TXMDCH","Ducted Indoor Units","Multiple combinations, check manufacturer compatibility",9.5,42000,25000]
[205142809,null,"SAMSUNG","HMSR-A-CB","AM036TXMDCH","Non-Ducted Indoor Units","Multiple combinations, check manufacturer compatibility",10,42000,25000]
[5915989,null,"SAMSUNG","HMSV-A-CB","AM048FXMDCH","Ducted Indoor Units","Multiple combinations, check manufacturer compatibility",9.4,54000,35000]
[202083773,null,"SAMSUNG","HMSV-A-CB","AM048NXMDCR","Ducted Indoor Units","Multiple combinations, check manufacturer compatibility",10.4,54000,35000]
[202057118,null,"SAMSUNG","HMSV-A-CB","AM048NXMDCR","Non-Ducted Indoor Units","Multiple combinations, check manufacturer compatibility",10.7,54000,33000]
[205230039,null,"SAMSUNG","HMSR-A-CB","AM048TXMDCH","Ducted Indoor Units","Multiple combinations, check manufacturer compatibility",10.4,54000,29000]
[205142810,null,"SAMSUNG","HMSR-A-CB","AM048TXMDCH","Non-Ducted Indoor Units","Multiple combinations, check manufacturer compatibility",10.7,54000,31600]
[202083810,null,"SAMSUNG","HMSV-A-CB","AM053NXMDCR","Non-Ducted Indoor Units","Multiple combinations, check manufacturer compatibility",11,61000,38000]
[202083811,null,"SAMSUNG","HMSV-A-CB","AM053NXMDCR","Ducted Indoor Units","Multiple combinations, check manufacturer compatibility",10,61000,38000]
[205230040,null,"SAMSUNG","HMSR-A-CB","AM053TXMDCH","Non-Ducted Indoor Units","Multiple combinations, check manufacturer compatibility",11,61000,36400]
[205142812,null,"SAMSUNG","HMSR-A-CB","AM053TXMDCH","Ducted Indoor Units","Multiple combinations, check manufacturer compatibility",10,61000,33600]
[10147096,null,"SAMSUNG","HMSV-A-CB","AM060MXMDCH","Ducted Indoor Units","Multiple combinations, check manufacturer compatibility",10.9,66000,43000]
[10147097,null,"SAMSUNG","HMSV-A-CB","AM060MXMDCH","Non-Ducted Indoor Units","Multiple combinations, check manufacturer compatibility",11.5,66000,43000]
[202083996,null,"SAMSUNG","HMSV-A-CB","AM060NXMDCR","Non-Ducted Indoor Units","Multiple combinations, check manufacturer compatibility",11.5,66000,43000]
[202084065,null,"SAMSUNG","HMSV-A-CB","AM060NXMDCR","Ducted Indoor Units","Multiple combinations, check manufacturer compatibility",10.9,66000,43000]
[8287771,null,"SAMSUNG","HRCU-A-CB-O","AQX36VFUAGM/CV","Mini-Splits","AQN36VFUAGM/CV",9,34800,19500]
[8330640,null,"SAMSUNG","HRCU-A-CB-O","AR09JSALBWKXCV","Mini-Splits","AR09JSALBWKNCV",9,9000,5600]
[8330646,null,"SAMSUNG","HRCU-A-CB-O","AR09JSFLBWKXCV","Mini-Splits","AR09JSFLBWKNCV",9,9000,5600]
[9035287,null,"SAMSUNG","HRCU-A-CB-O","AR09KSFPDWQX","Mini-Splits","AR09KSFPDWQN",9,11000,6000]
[8677405,null,"SAMSUNG","HRCU-A-CB-O","AR09KSWDHWKX","Mini-Splits","AR09KSWDHWKN",12,12600,7000,"Yes"]
[8677407,null,"SAMSUNG","HRCU-A-CB-O","AR09KSWSJWKX","Mini-Splits","AR09KSWSJWKN",10.5,12000,5600,"Yes"]
[9035283,null,"SAMSUNG","HRCU-A-CB-O","AR09KSWSPWKX","Mini-Splits","AR09KSWSPWKN",10.5,12000,6500,"Yes"]
[10103172,null,"SAMSUNG","HRCU-A-CB-O","AR09MSWXCWKX","Mini-Splits","AR09MSWXCWKN",10,11000,5500,"Yes"]
[205132630,null,"SAMSUNG","HRCU-A-CB-O","AR09TSFABWKX","Mini-Splits","AR09TSFABWKN",12.5,11000,6700,"Yes"]
[205132628,null,"SAMSUNG","HRCU-A-CB-O","AR09TSFACWKX","Mini-Splits","AR09TSFABWKN",12.5,11000,6700,"Yes"]
[205132632,null,"SAMSUNG","HRCU-A-CB-O","AR09TSFYBWKX","Mini-Splits","AR09TSFYBWKN",12,11000,6700]
[8330645,null,"SAMSUNG","HRCU-A-CB-O","AR12JSALBWKXCV","Mini-Splits","AR12JSALBWKNCV",9,12000,7800]
[8677406,null,"SAMSUNG","HRCU-A-CB-O","AR12KSWDHWKX","Mini-Splits","AR12KSWDHWKN",11.5,13600,7800,"Yes"]
[8677408,null,"SAMSUNG","HRCU-A-CB-O","AR12KSWSJWKX","Mini-Splits","AR12KSWSJWKN",9.5,13600,7800]
[9035284,null,"SAMSUNG","HRCU-A-CB-O","AR12KSWSPWKX","Mini-Splits","AR12KSWSPWKN",10,14000,7500,"Yes"]
[10103174,null,"SAMSUNG","HRCU-A-CB-O","AR12MSWXCWKX","Mini-Splits","AR12MSWXCWKN",9.5,13600,7200]
[205132629,null,"SAMSUNG","HRCU-A-CB-O","AR12TSFABWKX","Mini-Splits","AR12TSFABWKN",12.5,12000,7500,"Yes"]
[205132627,null,"SAMSUNG","HRCU-A-CB-O","AR12TSFACWKX","Mini-Splits","AR12TSFABWKN",12.5,12000,7500,"Yes"]
[205132631,null,"SAMSUNG","HRCU-A-CB-O","AR12TSFYBWKX","Mini-Splits","AR12TSFYBWKN",12,12000,7300]
[9047826,null,"SAMSUNG","HRCU-A-CB-O","AR18KSFPDWQX","Mini-Splits","AR18KSFPDWQN",9,21000,13000]
[8677409,null,"SAMSUNG","HRCU-A-CB-O","AR18KSWSJWKX","Mini-Splits","AR18KSWSJWKN",9,20600,12000]
[201993481,null,"SAMSUNG","HRCU-A-CB-O","AR18NSWSPWKX","Mini-Splits","AR18NSWSPWKN",10,20600,13000,"Yes"]
[202022721,null,"SAMSUNG","HRCU-A-CB-O","AR18NSWXCWKX","Mini-Splits","AR18NSWXCWKN",10,20600,13000]
[205132636,null,"SAMSUNG","HRCU-A-CB-O","AR18TSFABWKX","Mini-Splits","AR18TSFABWKN",10,20600,11500,"Yes"]
[205132635,null,"SAMSUNG","HRCU-A-CB-O","AR18TSFACWKX","Mini-Splits","AR18TSFABWKN",10,20600,11500,"Yes"]
[205132671,null,"SAMSUNG","HRCU-A-CB-O","AR18TSFYBWKX","Mini-Splits","AR18TSFYBWKN",11,21000,13000]
[9035289,null,"SAMSUNG","HRCU-A-CB-O","AR24KSFPDWQX","Mini-Splits","AR24KSFPDWQN",9,24000,15700]
[8677410,null,"SAMSUNG","HRCU-A-CB-O","AR24KSWSJWKX","Mini-Splits","AR24KSWSJWKN",10.7,27000,17000,"Yes"]
[202022716,null,"SAMSUNG","HRCU-A-CB-O","AR24NSWSPWKX","Mini-Splits","AR24NSWSPWKN",10,27400,15800,"Yes"]
[202022722,null,"SAMSUNG","HRCU-A-CB-O","AR24NSWXCWKX","Mini-Splits","AR24NSWXCWKN",10,27400,15800]
[205132634,null,"SAMSUNG","HRCU-A-CB-O","AR24TSFABWKX","Mini-Splits","AR24TSFABWKN",10,27400,16000,"Yes"]
[205132633,null,"SAMSUNG","HRCU-A-CB-O","AR24TSFACWKX","Mini-Splits","AR24TSFABWKN",10,27400,16000,"Yes"]
[205132670,null,"SAMSUNG","HRCU-A-CB-O","AR24TSFYBWKX","Mini-Splits","AR24TSFYBWKN",9,24000,13500]
[201754571,null,"Savaire","HRCU-A-CB-O","VOC12H1","Mini-Splits","VSC12H1",9.35,13200,7200]
[201754565,null,"Savaire","HRCU-A-CB-O","VOC12H2","Mini-Splits","VSC12H2",9,13000,7500]
[201754566,null,"Savaire","HRCU-A-CB-O","VOC18H2","Mini-Splits","VSC18H2",10.1,20000,11600]
[201754567,null,"Savaire","HRCU-A-CB-O","VOC24H2","Mini-Splits","VSC24H2",9.8000000000000007,24400,13000]
[201754568,null,"Savaire","HRCU-A-CB-O","VOC30H2","Mini-Splits","VSC30H2",12.3,31000,16000]
[201754569,null,"Savaire","HRCU-A-CB-O","VOC36H2","Mini-Splits","VSC36H2",9.6,33400,17500]
[201754570,null,"Savaire","HRCU-A-CB-O","VOC9H1","Mini-Splits","VSC9H1",10.5,10000,5000]
[201754564,null,"Savaire","HRCU-A-CB-O","VOC9H2","Mini-Splits","VSC9H2",9.1,10000,4500]
[200059017,8740680,"SEA BREEZE","HRCU-A-CB-O","12H47YOMI","Mini-Splits","12H47YIMI",9,12000,7500]
[200059019,8740681,"SEA BREEZE","HRCU-A-CB-O","12H47ZOMI","Mini-Splits","12H47ZIMI",9,11800,6800]
[202576826,null,"SEA BREEZE","HRCU-A-CB-O","12H49YOMI","Mini-Splits","12H49YIMI",9.5,12000,7500]
[202576824,null,"SEA BREEZE","HRCU-A-CB-O","12H49ZOMI","Mini-Splits","12H49ZIMI",9.5,12000,6800]
[200059021,8740682,"SEA BREEZE","HRCU-A-CB-O","18H47ZOMI","Mini-Splits","18H47ZIMI",9.8000000000000007,18000,12200]
[202576828,null,"SEA BREEZE","HRCU-A-CB-O","18H49ZOMI","Mini-Splits","18H49ZIMI",10,18000,11000]
[200059023,8740683,"SEA BREEZE","HRCU-A-CB-O","24H46ZOMI","Mini-Splits","24H46ZIMI",9,25000,14800]
[202576830,null,"SEA BREEZE","HRCU-A-CB-O","24H47ZOMI","Mini-Splits","24H47ZIMI",9.5,24000,14400]
[200059025,8740684,"SEA BREEZE","HRCU-A-CB-O","30H48ZOMI","Mini-Splits","30H48ZIMI",9.6,30000,19000]
[200059027,8740685,"SEA BREEZE","HRCU-A-CB-O","36H46ZOMI","Mini-Splits","36H46ZIMI",10,36000,21400]
[200059029,8752724,"SEA BREEZE","HRCU-A-CB-O","9H47YOMI","Mini-Splits","9H47YIMI",9,9500,5800]
[8740679,null,"SEA BREEZE","HRCU-A-CB-O","9H47ZOMI","Mini-Splits","9H47YIMI",9,9500,5800]
[202576832,null,"SEA BREEZE","HRCU-A-CB-O","9H49YOMI","Mini-Splits","9H49YIMI",10,10000,6000]
[202576822,null,"SEA BREEZE","HRCU-A-CB-O","9H49ZOMI","Mini-Splits","9H49ZIMI",9.5,9000,6000]
[10349248,null,"SEA BREEZE","HMSV-A-CB","SMZ18H421ZOGB","Mixed Ducted and Non-Ducted Indoor Units","Multiple combinations, check manufacturer compatibility",9.75,19000,12100]
[10349243,null,"SEA BREEZE","HMSV-A-CB","SMZ18H421ZOGB","Non-Ducted Indoor Units","Multiple combinations, check manufacturer compatibility",11,19000,12800]
[10435321,null,"SEA BREEZE","HMSV-A-CB","SMZ18H422ZOGB","Non-Ducted Indoor Units","Multiple combinations, check manufacturer compatibility",11,19000,12800]
[10435323,null,"SEA BREEZE","HMSV-A-CB","SMZ18H422ZOGB","Mixed Ducted and Non-Ducted Indoor Units","Multiple combinations, check manufacturer compatibility",9.75,19000,12100]
[10349246,null,"SEA BREEZE","HMSV-A-CB","SMZ24H421ZOGB","Mixed Ducted and Non-Ducted Indoor Units","Multiple combinations, check manufacturer compatibility",9.75,26000,15700]
[10349244,null,"SEA BREEZE","HMSV-A-CB","SMZ24H421ZOGB","Non-Ducted Indoor Units","Multiple combinations, check manufacturer compatibility",11,26000,16600]
[10349249,null,"SEA BREEZE","HMSV-A-CB","SMZ30H421ZOGB","Non-Ducted Indoor Units","Multiple combinations, check manufacturer compatibility",11.5,30000,18000]
[10349251,null,"SEA BREEZE","HMSV-A-CB","SMZ30H421ZOGB","Mixed Ducted and Non-Ducted Indoor Units","Multiple combinations, check manufacturer compatibility",10,30000,17100]
[10435324,null,"SEA BREEZE","HMSV-A-CB","SMZ42H421ZOGB","Non-Ducted Indoor Units","Multiple combinations, check manufacturer compatibility",10.199999999999999,45000,29000]
[10435325,null,"SEA BREEZE","HMSV-A-CB","SMZ42H421ZOGB","Ducted Indoor Units","Multiple combinations, check manufacturer compatibility",9.6,46500,28000]
[10435326,null,"SEA BREEZE","HMSV-A-CB","SMZ42H421ZOGB","Mixed Ducted and Non-Ducted Indoor Units","Multiple combinations, check manufacturer compatibility",9.9,45500,28400]
[202606678,null,"SENVILLE","HRCU-A-CB-O","SENA/09HF/OZ","Mini-Splits","SENA/09HF/ICZ",10.8,10000,6700]
[8797149,null,"SENVILLE","HRCU-A-CB-O","SENA/09HF/OZ","Mini-Splits","SENA/09HF/IZ",11.2,10900,6900]
[8929137,null,"SENVILLE","HRCU-A-CB-O","SENA/12HF/OZ","Mini-Splits","SENA/12HF/ICZ",10.6,12000,8700]
[202606680,null,"SENVILLE","HRCU-A-CB-O","SENA/12HF/OZ","Mini-Splits","SENA/12HF/IF",10.5,12000,9600]
[8797150,null,"SENVILLE","HRCU-A-CB-O","SENA/12HF/OZ","Mini-Splits","SENA/12HF/IZ",12,12000,7800]
[8858354,null,"SENVILLE","HMSV-A-CB","SENA/18HF/MOZ","Non-Ducted Indoor Units","Multiple combinations, check manufacturer compatibility",10.3,19000,12000]
[8929141,null,"SENVILLE","HRCU-A-CB-O","SENA/18HF/OZ","Mini-Splits","SENA/18HF/ICZ",10.5,18000,12000]
[202606681,null,"SENVILLE","HRCU-A-CB-O","SENA/18HF/OZ","Mini-Splits","SENA/18HF/IF",10.6,18000,13400]
[8797151,null,"SENVILLE","HRCU-A-CB-O","SENA/18HF/OZ","Mini-Splits","SENA/18HF/IZ",10.3,18000,10800]
[202606679,null,"SENVILLE","HRCU-A-CB-O","SENA/24HF/OZ","Mini-Splits","SENA/24HF/ICZ",11.5,24000,16200]
[202606682,null,"SENVILLE","HRCU-A-CB-O","SENA/24HF/OZ","Mini-Splits","SENA/24HF/IF",11.5,24000,17200]
[8797152,null,"SENVILLE","HRCU-A-CB-O","SENA/24HF/OZ","Mini-Splits","SENA/24HF/IZ",11.5,24000,15400]
[8858355,null,"SENVILLE","HMSV-A-CB","SENA/30HF/MOZ","Non-Ducted Indoor Units","Multiple combinations, check manufacturer compatibility",10.3,28000,17200]
[202606687,null,"SENVILLE","HRCU-A-CB-O","SENA/36H/HF OZ","Mini-Splits","SENA/36HF/ICZ",10.5,38000,25200]
[8858356,null,"SENVILLE","HMSV-A-CB","SENA/36HF/MOZ","Non-Ducted Indoor Units","Multiple combinations, check manufacturer compatibility",10.199999999999999,36000,24600]
[8977720,null,"SENVILLE","HMSV-A-CB","SENA/48HF/MOZ","Non-Ducted Indoor Units","Multiple combinations, check manufacturer compatibility",10.199999999999999,48000,29600]
[204745029,null,"SENVILLE","HRCU-A-CB-O","SENL/09CD/220/OX","Mini-Splits","SENL/09CD/220/IX",9.5,9000,6000]
[202606683,null,"SENVILLE","HRCU-A-CB-O","SENL/09CD/OX","Mini-Splits","SENL/09CD/IX",10,10000,6000]
[204745030,null,"SENVILLE","HRCU-A-CB-O","SENL/12CD/220/OX","Mini-Splits","SENL/12CD/220/IX",9.5,12000,6800]
[202606684,null,"SENVILLE","HRCU-A-CB-O","SENL/12CD/OX","Mini-Splits","SENL/12CD/IX",9.5,12000,7500]
[202606685,null,"SENVILLE","HRCU-A-CB-O","SENL/18CD/OX","Mini-Splits","SENL/18CD/IX",10,18000,11000]
[202606686,null,"SENVILLE","HRCU-A-CB-O","SENL/24CD/OX","Mini-Splits","SENL/24CD/IX",9.5,24000,14400]
[204745031,null,"SENVILLE","HRCU-A-CB-O","SENL/30CD/OX","Mini-Splits","SENL/30CD/IX",9.6,30000,19000]
[9680939,null,"SENVILLE","HRCU-A-CB-O","SENL09CD/OZ","Mini-Splits","SENL09CD/IZ",9,9800,5800]
[9680940,null,"SENVILLE","HRCU-A-CB-O","SENL12CD/OZ","Mini-Splits","SENL12CD/IZ",9,12000,7500]
[9680941,null,"SENVILLE","HRCU-A-CB-O","SENL18CD/OZ","Mini-Splits","SENL18CD/IZ",9.8000000000000007,18000,12200]
[5625716,null,"SHARP","HRCU-A-CB-O","AE-X12PU","Mini-Splits","AY-XPC12PU",10.6,14000,8400]
[8796398,null,"SHARP","HRCU-A-CB-O","AE-X12THU","Mini-Splits","AY-XP12THU",12.7,14000,8500]
[8740799,null,"SHARP","HRCU-A-CB-O","AE-X12TU","Mini-Splits","AY-XPC12TU",11.4,14000,8400]
[8693469,null,"SHARP","HRCU-A-CB-O","AE-X15TU","Mini-Splits","AY-XPC15TU",9.6,18000,10000]
[5625571,null,"SHARP","HRCU-A-CB-O","AE-X18PU","Mini-Splits","AY-XPC18PU",10.6,21600,12000]
[8796425,null,"SHARP","HRCU-A-CB-O","AE-X18THU","Mini-Splits","AY-XP18THU",13.5,21600,13600]
[8674934,null,"SHARP","HRCU-A-CB-O","AE-X18TU","Mini-Splits","AY-XPC18TU",10.6,21600,12000]
[8693471,null,"SHARP","HRCU-A-CB-O","AE-X24TU","Mini-Splits","AY-XP24TU",10,24000,14000]
[8950554,null,"SHARP","HMSV-A-CB","AE-X2M20TU","Non-Ducted Indoor Units","Multiple combinations, check manufacturer compatibility",10.3,22000,14000]
[8740800,null,"SHARP","HMSV-A-CB","AE-X2M20TU","Non-Ducted Indoor Units","Multiple combinations, check manufacturer compatibility",10.3,22000,14000]
[200059242,10347734,"SLIMAIR","HRCU-A-CB-O","SHC12VB2","Mini-Splits","SHM12VB-2AB",9,11800,6800]
[204825132,null,"SLIMAIR","HRCU-A-CB-O","SHC12VC2","Mini-Splits","SHM12VC2A",9.5,12000,6800]
[200059070,9082514,"SLIMAIR","HRCU-A-CB-O","SHC12VH2","Mini-Splits","SHM12VH2O",12,12000,7800]
[200059072,9082515,"SLIMAIR","HRCU-A-CB-O","SHC18VC2","Mini-Splits","SHM18VB-2A",10,18000,10400]
[204825133,null,"SLIMAIR","HRCU-A-CB-O","SHC18VC2","Mini-Splits","SHM18VC2A",10,18000,11000]
[200059068,9082513,"SLIMAIR","HRCU-A-CB-O","SHC18VH2","Mini-Splits","SHM18VH2O",10.3,18000,10800]
[204825134,null,"SLIMAIR","HRCU-A-CB-O","SHC24VC2","Mini-Splits","SHM24VC2A",9.5,24000,14400]
[200059080,9082519,"SLIMAIR","HMSV-A-CB","SHC2Z18-VB2","Non-Ducted Indoor Units","Multiple combinations, check manufacturer compatibility",10,18000,11800]
[204825135,null,"SLIMAIR","HRCU-A-CB-O","SHC36VC2","Mini-Splits","SHM36VC2A",10,36000,21400]
[200059076,9082517,"SLIMAIR","HMSV-A-CB","SHC3Z27-VB2","Non-Ducted Indoor Units","Multiple combinations, check manufacturer compatibility",9.8000000000000007,28000,16800]
[200059082,9850200,"SLIMAIR","HMSV-A-CB","SHC3Z27-VB2","Specific","SHMZ09VB-2ASHMZ09VB-2ASHMZ09VB-2A",9.8000000000000007,28000,16800]
[200059078,9082518,"SLIMAIR","HMSV-A-CB","SHC4Z36-VB2","Non-Ducted Indoor Units","Multiple combinations, check manufacturer compatibility",10.3,36000,25400]
[201863356,null,"SLIMAIR","HRCU-A-CB","SHCD12VB2","Mini-Splits","SHD12VB2-1",11,12000,8500]
[201863354,null,"SLIMAIR","HRCU-A-CB","SHCD18VB2","Mini-Splits","SHD18VB2-1",11,19000,13400]
[201863355,null,"SLIMAIR","HRCU-A-CB","SHCD24VB2","Mini-Splits","SHD24VB2",12.5,24000,17200]
[200059278,10597348,"SLIMAIR","HRCU-A-CB","SHCD36VB2","Mini-Splits","SHD36VB2",11.5,40000,27600]
[200059280,10597349,"SLIMAIR","HRCU-A-CB","SHCD48VB2","Mini-Splits","SHD48VB2",10.3,49500,33400]
[9060037,null,"SLIMAIR TECHNOLOGIES","HRCU-A-CB-O","SHC09VA-2H","Mini-Splits","SHM09VA-2DH",9.1,10000,4500]
[9060038,null,"SLIMAIR TECHNOLOGIES","HRCU-A-CB-O","SHC09VB-2H","Mini-Splits","SHM09VB-2DC",10.5,9500,5000]
[9060036,null,"SLIMAIR TECHNOLOGIES","HRCU-A-CB-O","SHC12VA-2H","Mini-Splits","SHM12VA-2DH",9,13000,7500]
[200059241,10347734,"SLIMAIR TECHNOLOGIES","HRCU-A-CB-O","SHC12VB2","Mini-Splits","SHM12VB-2AB",9,11800,6800]
[9060039,null,"SLIMAIR TECHNOLOGIES","HRCU-A-CB-O","SHC12VB-2H","Mini-Splits","SHM12VB-2DC",10.8,13000,7500]
[200059069,9082514,"SLIMAIR TECHNOLOGIES","HRCU-A-CB-O","SHC12VH2","Mini-Splits","SHM12VH2O",12,12000,7800]
[9060041,null,"SLIMAIR TECHNOLOGIES","HRCU-A-CB-O","SHC18VA-2H","Mini-Splits","SHM18VA-2DH",10.1,20000,11600]
[9060040,null,"SLIMAIR TECHNOLOGIES","HRCU-A-CB-O","SHC18VB-2H","Mini-Splits","SHM18VB-2DC",11.6,19000,11600]
[200059071,9082515,"SLIMAIR TECHNOLOGIES","HRCU-A-CB-O","SHC18VC2","Mini-Splits","SHM18VB-2A",10,18000,10400]
[200059067,9082513,"SLIMAIR TECHNOLOGIES","HRCU-A-CB-O","SHC18VH2","Mini-Splits","SHM18VH2O",10.3,18000,10800]
[9060042,null,"SLIMAIR TECHNOLOGIES","HRCU-A-CB-O","SHC24VA-2H","Mini-Splits","SHM24VA-2DH",9.8000000000000007,24400,13000]
[9060043,null,"SLIMAIR TECHNOLOGIES","HRCU-A-CB-O","SHC24VB-2H","Mini-Splits","SHM24VB-2DC",10.5,24200,15400]
[200059079,9082519,"SLIMAIR TECHNOLOGIES","HMSV-A-CB","SHC2Z18-VB2","Non-Ducted Indoor Units","Multiple combinations, check manufacturer compatibility",10,18000,11800]
[9060044,null,"SLIMAIR TECHNOLOGIES","HRCU-A-CB-O","SHC30VA-2H","Mini-Splits","SHM30VA-2VT",12.3,31000,16000]
[9060045,null,"SLIMAIR TECHNOLOGIES","HRCU-A-CB-O","SHC36VA-2H","Mini-Splits","SHM36VA-2VT",9.6,33400,17500]
[200059075,9082517,"SLIMAIR TECHNOLOGIES","HMSV-A-CB","SHC3Z27-VB2","Non-Ducted Indoor Units","Multiple combinations, check manufacturer compatibility",9.8000000000000007,28000,16800]
[200059081,9850200,"SLIMAIR TECHNOLOGIES","HMSV-A-CB","SHC3Z27-VB2","Specific","SHMZ09VB-2ASHMZ09VB-2ASHMZ09VB-2A",9.8000000000000007,28000,16800]
[200059077,9082518,"SLIMAIR TECHNOLOGIES","HMSV-A-CB","SHC4Z36-VB2","Non-Ducted Indoor Units","Multiple combinations, check manufacturer compatibility",10.3,36000,25400]
[200059277,10597348,"SLIMAIR TECHNOLOGIES","HRCU-A-CB","SHCD36VB2","Mini-Splits","SHD36VB2",11.5,40000,27600]
[200059279,10597349,"SLIMAIR TECHNOLOGIES","HRCU-A-CB","SHCD48VB2","Mini-Splits","SHD48VB2",10.3,49500,33400]
[202119256,null,"SMART COMFORT","HRCU-A-CB-O","DLCERAH09AAK","Mini-Splits","DLFEHAH09XAK",10,9800,5800]
[202119255,null,"SMART COMFORT","HRCU-A-CB-O","DLCERAH12AAJ","Mini-Splits","DLFEHAH12XAJ",10.3,12000,7200]
[202119257,null,"SMART COMFORT","HRCU-A-CB-O","DLCERAH12AAK","Mini-Splits","DLFEHAH12XAK",9.6,12000,7300]
[202119258,null,"SMART COMFORT","HRCU-A-CB-O","DLCERAH18AAK","Mini-Splits","DLFEHAH18XAK",10.1,18000,11400]
[202119259,null,"SMART COMFORT","HRCU-A-CB-O","DLCERAH24AAK","Mini-Splits","DLFEHAH24XAK",9.6,24800,15300]
[202119287,null,"SMART COMFORT","HRCU-A-CB-O","DLCLRAH36AAK","Mini-Splits","DLFLCAH36XAK",10.5,38000,25200,"Yes"]
[202119268,null,"SMART COMFORT","HRCU-A-CB","DLCLRAH36AAK","Mini-Splits","DLFLDAH36XAK",11.5,40000,27600,"Yes"]
[202119286,null,"SMART COMFORT","HRCU-A-CB-O","DLCLRAH36AAK","Mini-Splits","DLFLFAH36XAK",10,38000,25400,"Yes"]
[202119337,null,"SMART COMFORT","HRCU-A-CB-O","DLCLRAH48AAK","Mini-Splits","DLFLCAH48XAK",11,50000,35000,"Yes"]
[202119333,null,"SMART COMFORT","HRCU-A-CB","DLCLRAH48AAK","Mini-Splits","DLFLDAH48XAK",10.3,49500,33400,"Yes"]
[202119336,null,"SMART COMFORT","HRCU-A-CB-O","DLCLRAH48AAK","Mini-Splits","DLFLFAH48XAK",11,50000,35000,"Yes"]
[202119334,null,"SMART COMFORT","HRCU-A-CB","DLCLRAH58AAK","Mini-Splits","DLFLDAH58XAK",9,60000,37600,"Yes"]
[202119338,null,"SMART COMFORT","HRCU-A-CB-O","DLCLRAH58AAK","Mini-Splits","DLFLFAH58XAK",10.5,60000,39000,"Yes"]
[202119269,null,"SMART COMFORT","HMSV-A-CB","DLCMRAH18BAK","Non-Ducted Indoor Units","Multiple combinations, check manufacturer compatibility",9.6999999999999993,18000,11600]
[202119272,null,"SMART COMFORT","HMSV-A-CB","DLCMRAH18BAK","Ducted Indoor Units","Multiple combinations, check manufacturer compatibility",10,18500,11500]
[202119289,null,"SMART COMFORT","HMSV-A-CB","DLCMRAH18BAK","Mixed Ducted and Non-Ducted Indoor Units","Multiple combinations, check manufacturer compatibility",9.85,18200,11550]
[202119270,null,"SMART COMFORT","HMSV-A-CB","DLCMRAH27CAK","Non-Ducted Indoor Units","Multiple combinations, check manufacturer compatibility",10.8,27000,17800,"Yes"]
[202119273,null,"SMART COMFORT","HMSV-A-CB","DLCMRAH27CAK","Ducted Indoor Units","Multiple combinations, check manufacturer compatibility",10,28000,17600]
[202119290,null,"SMART COMFORT","HMSV-A-CB","DLCMRAH27CAK","Mixed Ducted and Non-Ducted Indoor Units","Multiple combinations, check manufacturer compatibility",10.4,27400,17700]
[202119271,null,"SMART COMFORT","HMSV-A-CB","DLCMRAH36DAK","Non-Ducted Indoor Units","Multiple combinations, check manufacturer compatibility",10.199999999999999,36000,23600,"Yes"]
[202119274,null,"SMART COMFORT","HMSV-A-CB","DLCMRAH36DAK","Ducted Indoor Units","Multiple combinations, check manufacturer compatibility",10,37000,23000]
[202119291,null,"SMART COMFORT","HMSV-A-CB","DLCMRAH36DAK","Mixed Ducted and Non-Ducted Indoor Units","Multiple combinations, check manufacturer compatibility",10,37000,23000]
[202119275,null,"SMART COMFORT","HMSV-A-CB","DLCMRAH48EAK","Ducted Indoor Units","Multiple combinations, check manufacturer compatibility",11.5,50000,34000]
[202119292,null,"SMART COMFORT","HMSV-A-CB","DLCMRAH48EAK","Mixed Ducted and Non-Ducted Indoor Units","Multiple combinations, check manufacturer compatibility",10.85,49000,32200]
[202119335,null,"SMART COMFORT","HMSV-A-CB","DLCMRAH48EAK","Non-Ducted Indoor Units","Multiple combinations, check manufacturer compatibility",10.199999999999999,48000,30400,"Yes"]
[202119253,null,"SMART COMFORT","HRCU-A-CB-O","DLCPRAH09AAK","Mini-Splits","DLFPHAH09XAK",14.5,10000,7200]
[202119254,null,"SMART COMFORT","HRCU-A-CB-O","DLCPRAH12AAK","Mini-Splits","DLFPHAH12XAK",13.6,12000,6800]
[202463658,null,"SMART COMFORT","HRCU-A-CB-O","DLCPRAH18AAK","Mini-Splits","DLFPHAH18XAK",14,18000,12300,"Yes"]
[202463659,null,"SMART COMFORT","HRCU-A-CB-O","DLCPRAH24AAK","Mini-Splits","DLFPHAH24XAK",12,24000,15400,"Yes"]
[202119260,null,"SMART COMFORT","HRCU-A-CB-O","DLCSRAH09AAJ","Mini-Splits","DLFSHAH09XAJ",10.5,9800,5600]
[202119277,null,"SMART COMFORT","HRCU-A-CB-O","DLCSRAH09AAK","Mini-Splits","DLFSCAH09XAK",10.199999999999999,10000,6700,"Yes"]
[202119276,null,"SMART COMFORT","HRCU-A-CB","DLCSRAH09AAK","Mini-Splits","DLFSDAH09XAK",11.5,10000,6800,"Yes"]
[202119262,null,"SMART COMFORT","HRCU-A-CB-O","DLCSRAH09AAK","Mini-Splits","DLFSHAH09XAK",10.5,12000,7500,"Yes"]
[202119261,null,"SMART COMFORT","HRCU-A-CB-O","DLCSRAH12AAJ","Mini-Splits","DLFSHAH12XAJ",11,11800,7100]
[202119278,null,"SMART COMFORT","HRCU-A-CB-O","DLCSRAH12AAK","Mini-Splits","DLFSCAH12XAK",10.199999999999999,12000,8200,"Yes"]
[202119280,null,"SMART COMFORT","HRCU-A-CB","DLCSRAH12AAK","Mini-Splits","DLFSDAH12XAK",11,12500,8100,"Yes"]
[202119279,null,"SMART COMFORT","HRCU-A-CB-O","DLCSRAH12AAK","Mini-Splits","DLFSFAH12XAK",10.5,12000,9600,"Yes"]
[202119263,null,"SMART COMFORT","HRCU-A-CB-O","DLCSRAH12AAK","Mini-Splits","DLFSHAH12XAK",11,12000,7600,"Yes"]
[202119282,null,"SMART COMFORT","HRCU-A-CB-O","DLCSRAH18AAK","Mini-Splits","DLFSCAH18XAK",10.5,18000,12000,"Yes"]
[202119288,null,"SMART COMFORT","HRCU-A-CB","DLCSRAH18AAK","Mini-Splits","DLFSDAH18XAK",10.8,19000,12400]
[202119281,null,"SMART COMFORT","HRCU-A-CB-O","DLCSRAH18AAK","Mini-Splits","DLFSFAH18XAK",10.199999999999999,18000,12900,"Yes"]
[202119264,null,"SMART COMFORT","HRCU-A-CB-O","DLCSRAH18AAK","Mini-Splits","DLFSHAH18XAK",10.5,18000,11900,"Yes"]
[202119285,null,"SMART COMFORT","HRCU-A-CB-O","DLCSRAH24AAK","Mini-Splits","DLFSCAH24XAK",11.5,24000,16200,"Yes"]
[202119283,null,"SMART COMFORT","HRCU-A-CB","DLCSRAH24AAK","Mini-Splits","DLFSDAH24XAK",12,24000,17400]
[202119284,null,"SMART COMFORT","HRCU-A-CB-O","DLCSRAH24AAK","Mini-Splits","DLFSFAH24XAK",11.5,24000,17200,"Yes"]
[202119265,null,"SMART COMFORT","HRCU-A-CB-O","DLCSRAH24AAK","Mini-Splits","DLFSHAH24XAK",10,25000,15000,"Yes"]
[202119266,null,"SMART COMFORT","HRCU-A-CB-O","DLCSRAH30AAK","Mini-Splits","DLFSHAH30XAK",9.8000000000000007,30000,18000]
[202119267,null,"SMART COMFORT","HRCU-A-CB-O","DLCSRAH36AAK","Mini-Splits","DLFSHAH36XAK",10,36000,20600,"Yes"]
[202208639,8657793,"SMARTFLEX","HRCU-A-CB-O","DHP09CSB11S","Mini-Splits","DHP09NWB11S",9,9600,5400]
[202208613,8657797,"SMARTFLEX","HRCU-A-CB-O","DHP09CSB21S","Mini-Splits","DHP09NWB21S",9,9500,5600]
[202208640,8657795,"SMARTFLEX","HRCU-A-CB-O","DHP12CSB11S","Mini-Splits","DHP12NWB11S",9,13000,7600]
[202208614,8657799,"SMARTFLEX","HRCU-A-CB-O","DHP12CSB21S","Mini-Splits","DHP12NWB21S",9,13000,7700]
[202208616,8657801,"SMARTFLEX","HRCU-A-CB-O","DHP18CSB21S","Mini-Splits","DHP18NWB21S",9,19000,12000]
[202208615,8657803,"SMARTFLEX","HRCU-A-CB-O","DHP24CSB21S","Mini-Splits","DHP24NWB21S",9,23000,13500]
[202208617,8657805,"SMARTFLEX","HRCU-A-CB-O","DHP30CSB21S","Mini-Splits","DHP30NWB21S",9,28400,19200]
[202208619,8669031,"SMARTFLEX","HRCU-A-CB-O","DHR18CSB21S","Mini-Splits","DHR18NCB21S",9.5,19100,10900]
[202208618,8669026,"SMARTFLEX","HRCU-A-CB","DHR18CSB21S","Mini-Splits","DHR18NDB21S",9.5,18800,10900]
[202208620,8669029,"SMARTFLEX","HRCU-A-CB-O","DHR18CSB21S","Mini-Splits","DHR18NKB21S",9,18400,9900]
[202208622,8669038,"SMARTFLEX","HRCU-A-CB-O","DHR24CSB21S","Mini-Splits","DHR24NCB21S",10,27200,15700]
[202208623,8669033,"SMARTFLEX","HRCU-A-CB","DHR24CSB21S","Mini-Splits","DHR24NDB21S",10,27200,16700]
[202208621,8669035,"SMARTFLEX","HRCU-A-CB-O","DHR24CSB21S","Mini-Splits","DHR24NKB21S",10,27200,15700]
[202208626,8669044,"SMARTFLEX","HRCU-A-CB-O","DHR30CSB21S","Mini-Splits","DHR30NCB21S",9,31200,18000]
[202208624,8669040,"SMARTFLEX","HRCU-A-CB","DHR30CSB21S","Mini-Splits","DHR30NDB21S",9,31200,16700]
[202208625,8669042,"SMARTFLEX","HRCU-A-CB-O","DHR30CSB21S","Mini-Splits","DHR30NKB21S",9,31200,16700]
[202208627,8669050,"SMARTFLEX","HRCU-A-CB-O","DHR36CSB21S","Mini-Splits","DHR36NCB21S",9,41000,23400]
[202208629,8669046,"SMARTFLEX","HRCU-A-CB","DHR36CSB21S","Mini-Splits","DHR36NDB21S",9,41000,24600]
[202208628,8669048,"SMARTFLEX","HRCU-A-CB-O","DHR36CSB21S","Mini-Splits","DHR36NKB21S",9,41000,23400]
[202208634,8669056,"SMARTFLEX","HRCU-A-CB-O","DHR42CSB21S","Mini-Splits","DHR42NCB21S",9,44000,24800]
[202208631,8714881,"SMARTFLEX","HRCU-A-CB","DHR42CSB21S","Mini-Splits","DHR42NDB2",9,44000,24800]
[202208632,8714883,"SMARTFLEX","HRCU-A-CB","DHR42CSB21S","Mini-Splits","DHR42NDB21S",9,44000,24800]
[202208633,8669054,"SMARTFLEX","HRCU-A-CB-O","DHR42CSB21S","Mini-Splits","DHR42NKB21S",9,44000,24400]
[202208648,8669062,"SMARTFLEX","HRCU-A-CB-O","DHR48CSB21S","Mini-Splits","DHR48NCB21S",9,54500,28600]
[202208649,8669058,"SMARTFLEX","HRCU-A-CB","DHR48CSB21S","Mini-Splits","DHR48NDB21S",9,54500,30600]
[202208635,8669060,"SMARTFLEX","HRCU-A-CB-O","DHR48CSB21S","Mini-Splits","DHR48NKB21S",9,54500,27600]
[202208607,8657831,"SMARTFLEX","HRCU-A-CB-O","DHW18CMB21S","Non-Ducted Indoor Units","Multiple combinations, check manufacturer compatibility",9,19000,12300]
[202208642,8657833,"SMARTFLEX","HMSV-A-CB","DHW18CMB21S","Ducted Indoor Units","Multiple combinations, check manufacturer compatibility",9,19000,12300]
[202208606,8657835,"SMARTFLEX","HRCU-A-CB-O","DHW24CMB21S","Non-Ducted Indoor Units","Multiple combinations, check manufacturer compatibility",10.199999999999999,29000,17800]
[202208653,8657837,"SMARTFLEX","HMSV-A-CB","DHW24CMB21S","Ducted Indoor Units","Multiple combinations, check manufacturer compatibility",9,29000,17800]
[202208605,8669070,"SMARTFLEX","HMSV-A-CB","DHW30CMB21S","Non-Ducted Indoor Units","Multiple combinations, check manufacturer compatibility",10.199999999999999,31600,19400]
[202208652,8669072,"SMARTFLEX","HMSV-A-CB","DHW30CMB21S","Ducted Indoor Units","Multiple combinations, check manufacturer compatibility",9.8000000000000007,32000,19800]
[202208604,8669074,"SMARTFLEX","HMSV-A-CB","DHW36CMB21S","Non-Ducted Indoor Units","Multiple combinations, check manufacturer compatibility",10.199999999999999,42500,24800]
[202208651,8669076,"SMARTFLEX","HMSV-A-CB","DHW36CMB21S","Ducted Indoor Units","Multiple combinations, check manufacturer compatibility",9.9,43500,25000]
[202208603,8669078,"SMARTFLEX","HMSV-A-CB","DHW42CMB21S","Non-Ducted Indoor Units","Multiple combinations, check manufacturer compatibility",10.199999999999999,45000,29000]
[202208650,8669080,"SMARTFLEX","HMSV-A-CB","DHW42CMB21S","Ducted Indoor Units","Multiple combinations, check manufacturer compatibility",9.6,46500,28000]
[202208609,8657809,"SMARTFLEX","HRCU-A-CB-O","DHX09CSB11S","Mini-Splits","DHX09NWB11S",10.5,9900,6100]
[202208611,8657813,"SMARTFLEX","HRCU-A-CB-O","DHX09CSB21S","Mini-Splits","DHX09NWB21S",10.5,11000,6800]
[202208610,8657811,"SMARTFLEX","HRCU-A-CB-O","DHX12CSB11S","Mini-Splits","DHX12NWB11S",10.199999999999999,12200,6800]
[202208612,8657815,"SMARTFLEX","HRCU-A-CB-O","DHX12CSB21S","Mini-Splits","DHX12NWB21S",11,13000,7100]
[202208641,8657817,"SMARTFLEX","HRCU-A-CB-O","DHX18CSB21S","Mini-Splits","DHX18NWB21S",10.5,19800,12400]
[202208608,8657819,"SMARTFLEX","HRCU-A-CB-O","DHX24CSB21S","Mini-Splits","DHX24NWB21S",10,23000,14600]
[202208594,8657785,"SMARTFLEX","HRCU-A-CB-O","DHY09CSB21S","Mini-Splits","DHY09NWB21S",10,9800,5800]
[202208595,8657787,"SMARTFLEX","HRCU-A-CB-O","DHY12CSB21S","Mini-Splits","DHY12NWB21S",10,13000,8000]
[202208602,8657789,"SMARTFLEX","HRCU-A-CB-O","DHY18CSB21S","Mini-Splits","DHY18NWB21S",10,19000,12100]
[202208601,8657791,"SMARTFLEX","HRCU-A-CB-O","DHY24CSB21S","Mini-Splits","DHY24NWB21S",10,25000,15300]
[202208636,8657821,"SMARTFLEX","HRCU-A-CB-O","DHZ09CSB21S","Mini-Splits","DHZ09NWB21S",10.5,9000,5500]
[202208637,8657823,"SMARTFLEX","HRCU-A-CB-O","DHZ12CSB21S","Mini-Splits","DHZ12NWB21S",10.5,13000,8500]
[202208638,8657825,"SMARTFLEX","HRCU-A-CB-O","DHZ18CSB21S","Mini-Splits","DHZ18NWB21S",10.5,19000,12700]
[202208630,8669052,"SMARTFLEX","HRCU-A-CB","GUHD42ND3FO","Mini-Splits","DHR42NDB21S",9,44000,24800]
[205470410,null,"SUNCHILLERS","HMSV-A-CB","M18ODU-ACDC","Ducted Indoor Units","Multiple combinations, check manufacturer compatibility",10,18500,11500]
[202146855,null,"SUNCHILLERS","HMSV-A-CB","M18ODU-ACDC","Non-Ducted Indoor Units","Multiple combinations, check manufacturer compatibility",10.3,19000,12000]
[205470411,null,"SUNCHILLERS","HMSV-A-CB","M27ODU-ACDC","Ducted Indoor Units","Multiple combinations, check manufacturer compatibility",10,24000,17600]
[202146856,null,"SUNCHILLERS","HMSV-A-CB","M27ODU-ACDC","Non-Ducted Indoor Units","Multiple combinations, check manufacturer compatibility",10.3,28000,17200]
[205470412,null,"SUNCHILLERS","HMSV-A-CB","M36ODU-ACDC","Ducted Indoor Units","Multiple combinations, check manufacturer compatibility",10,30000,23000]
[202146850,null,"SUNCHILLERS","HMSV-A-CB","M36ODU-ACDC","Specific","S9IDU-ACDCS9IDU-ACDCS9IDU-ACDCS9IDU-ACDC",10.199999999999999,36000,24600]
[205470413,null,"SUNCHILLERS","HMSV-A-CB","M48ODU-ACDC","Ducted Indoor Units","Multiple combinations, check manufacturer compatibility",11.5,50000,34000]
[202146851,null,"SUNCHILLERS","HMSV-A-CB","M48ODU-ACDC","Non-Ducted Indoor Units","Multiple combinations, check manufacturer compatibility",10.199999999999999,48000,29600]
[202146853,null,"SUNCHILLERS","HRCU-A-CB-O","S12ODU-ACDC","Mini-Splits","S12IDU-ACDC",11,12000,7700]
[202146849,null,"SUNCHILLERS","HRCU-A-CB-O","S18ODU-ACDC","Mini-Splits","S18IDU-ACDC",10.4,18000,11400]
[202146854,null,"SUNCHILLERS","HRCU-A-CB-O","S24ODU-ACDC","Mini-Splits","S24IDU-ACDC",11.5,25000,15300]
[202146852,null,"SUNCHILLERS","HRCU-A-CB-O","S9ODU-ACDC","Mini-Splits","S9IDU-ACDC",10.8,9800,5800]
[203456307,null,"SuperAir","HRCU-A-CB-O","SN-12000MIA","Mini-Splits","SN-12000MIA",9.5,12000,7500]
[202490325,null,"SuperAir","HRCU-A-CB-O","SN-12000MIF","Mini-Splits","SN-12000MIF",9,12000,7500]
[202490322,null,"SuperAir","HRCU-A-CB-O","SN-12000MIO2","Mini-Splits","SN-12000MIO2",10.199999999999999,12000,7600]
[202490323,null,"SuperAir","HRCU-A-CB-O","SN-24000MIO2","Mini-Splits","SN-24000MIO2",11.5,24000,15400]
[202490324,null,"SuperAir","HMSV-A-CB","SN-27000MIO-3","Non-Ducted Indoor Units","Multiple combinations, check manufacturer compatibility",10.3,28000,17200]
[203456309,null,"SuperAir","HMSV-A-CB","SN-36000MIO-4","Non-Ducted Indoor Units","Multiple combinations, check manufacturer compatibility",10.199999999999999,36000,24600]
[203456308,null,"SuperAir","HRCU-A-CB-O","SN-9000MIA","Mini-Splits","SN-9000MIA",10,10000,6000]
[202490320,null,"SuperAir","HRCU-A-CB-O","SN-9000MIF","Mini-Splits","SN-9000MIF",9,9800,5800]
[202490321,null,"SuperAir","HRCU-A-CB-O","SN-9000MIO2","Mini-Splits","SN-9000MIO2",11.2,11000,6500]
[202424253,null,"SUPEREN","HRCU-A-CB-O","HYBRID-ACDC12-USO","Mini-Splits","HYBRID-ACDC12-USI",11,12000,7200]
[202379631,null,"SUPEREN","HRCU-A-CB-O","HYBRID-ACDC18-USO","Mini-Splits","HYBRID-ACDC18-USI",10,17200,10000]
[203238004,null,"SUPREME","HRCU-A-CB-O","YS25M-09HRDN1","Mini-Splits","YS25M-09HRDN1",11.2,10900,6900]
[203238005,null,"SUPREME","HRCU-A-CB-O","YS25M-12HRDN1","Mini-Splits","YS25M-12HRDN1",12,12000,7800]
[203238006,null,"SUPREME","HRCU-A-CB-O","YS25M-18HRDN1","Mini-Splits","YS25M-18HRDN1",10.3,18000,10800]
[203238007,null,"SUPREME","HRCU-A-CB-O","YS25M-24HRDN1","Mini-Splits","YS25M-24HRDN1",11.5,24000,15400]
[10049782,null,"TCL","HRCU-A-CB-O","TSAC-09CHA1/BP3LCI25-U","Mini-Splits","TSAC-09CHA1/BP3LCI25-I",11.3,9000,6800]
[10049788,null,"TCL","HRCU-A-CB-O","TSAC-09CHA2/BP3LCI25-U","Mini-Splits","TSAC-09CHA2/BP3LCI25-I",11,9000,6800]
[10049787,null,"TCL","HRCU-A-CB-O","TSAC-12CHA1/BP3LCI25-U","Mini-Splits","TSAC-12CHA1/BP3LCI25-I",10,12000,7500]
[10049789,null,"TCL","HRCU-A-CB-O","TSAC-12CHA2/BP3LCI25-U","Mini-Splits","TSAC-12CHA2/BP3LCI25-I",10,12000,7100]
[10049790,null,"TCL","HRCU-A-CB-O","TSAC-18CHA2/BP3LCI21-U","Mini-Splits","TSAC-18CHA2/BP3LCI21-I",10,18000,10800]
[10049791,null,"TCL","HRCU-A-CB-O","TSAC-22CHA2/BP3LCI20-U","Mini-Splits","TSAC-22CHA2/BP3LCI20-I",10,23000,14000]
[10055264,null,"TCL","HRCU-A-CB-O","TSAC-30CHA2/BP3LCI19-U","Mini-Splits","TSAC-30CHA2/BP3LCI19-I",9.6,30000,16000]
[203849291,null,"TCL","HRCU-A-CB-O","TSC-09HA1/I2*I20","Mini-Splits","TSC-09HA1/I2*I20-I",10.5,9500,5900]
[203807250,null,"TCL","HRCU-A-CB-O","TSC-09HA2/I2*I19","Mini-Splits","TSC-09HA2/I2*I19-I",10,9500,6300]
[204340477,null,"TCL","HRCU-A-CB-O","TSC-12HA1/I2*I20","Mini-Splits","TSC-12HA1/I2*I20-I",10,12000,7000]
[204032229,null,"TCL","HRCU-A-CB-O","TSC-12HA2/I2*I19","Mini-Splits","TSC-12HA2/I2*I19-I",9.5,12500,7000]
[203886458,null,"TCL","HRCU-A-CB-O","TSC-18HA2/I2*I19","Mini-Splits","TSC-18HA2/I2*I19-I",10,19000,11600]
[203902006,null,"TCL","HRCU-A-CB-O","TSC-24HA2/I2*I18","Mini-Splits","TSC-24HA2/I2*I18-I",10,24400,16200]
[9144615,null,"TEMPBLUE","HRCU-A-CB-O","TBG43JX009PH3N1H","Mini-Splits","TBH43JX009-H3N1H",10.5,9800,6400]
[9144616,null,"TEMPBLUE","HRCU-A-CB-O","TBG43JX012PH3N1H","Mini-Splits","TBH43JX012-H3N1H",9.8000000000000007,12000,7200]
[9144617,null,"TEMPBLUE","HRCU-A-CB-O","TBG43JX018PH3N1H","Mini-Splits","TBH43JX018-H3N1H",10,18000,10400]
[9144618,null,"TEMPBLUE","HRCU-A-CB-O","TBG43JX024PH3N1H","Mini-Splits","TBH43JX024-H3N1H",10,25000,15300]
[202463660,null,"TEMPBLUE","HRCU-A-CB-O","TBG43PX030PH3N1H","Mini-Splits","TBH43PX030-H3N1H",9.6,30000,19000]
[202066921,null,"TEMPBLUE","HRCU-A-CB-O","TBG43PX036PH3N1H","Mini-Splits","TBH43PX036-H3N1H",10,36000,21400]
[201754584,null,"Tempblue","HRCU-A-CB-O","TBG43RX030PH3H1C","Mini-Splits","TBH43RX030-H3H1C",9,28400,19200]
[201754585,null,"Tempblue","HRCU-A-CB-O","TBG43RX036PH3H1C","Mini-Splits","TBH43RX036-H3H1C",9,34600,20200]
[201835755,null,"TEMPSTAR","HRCU-A-CB-O","DLCERAH09AAK","Mini-Splits","DLFEHAH09XAK",10,9800,5800]
[201835753,null,"TEMPSTAR","HRCU-A-CB-O","DLCERAH12AAJ","Mini-Splits","DLFEHAH12XAJ",10.3,12000,7200]
[201835757,null,"TEMPSTAR","HRCU-A-CB-O","DLCERAH12AAK","Mini-Splits","DLFEHAH12XAK",9.6,12000,7300]
[201835759,null,"TEMPSTAR","HRCU-A-CB-O","DLCERAH18AAK","Mini-Splits","DLFEHAH18XAK",10.1,18000,11400]
[201835761,null,"TEMPSTAR","HRCU-A-CB-O","DLCERAH24AAK","Mini-Splits","DLFEHAH24XAK",9.6,24800,15300]
[201835822,null,"TEMPSTAR","HRCU-A-CB-O","DLCLRAH36AAK","Mini-Splits","DLFLCAH36XAK",10.5,38000,25200,"Yes"]
[201835779,null,"TEMPSTAR","HRCU-A-CB","DLCLRAH36AAK","Mini-Splits","DLFLDAH36XAK",11.5,40000,27600,"Yes"]
[201835820,null,"TEMPSTAR","HRCU-A-CB-O","DLCLRAH36AAK","Mini-Splits","DLFLFAH36XAK",10,38000,25400,"Yes"]
[201835828,null,"TEMPSTAR","HRCU-A-CB-O","DLCLRAH48AAK","Mini-Splits","DLFLCAH48XAK",11,50000,35000,"Yes"]
[201835781,null,"TEMPSTAR","HRCU-A-CB","DLCLRAH48AAK","Mini-Splits","DLFLDAH48XAK",10.3,49500,33400,"Yes"]
[201835826,null,"TEMPSTAR","HRCU-A-CB-O","DLCLRAH48AAK","Mini-Splits","DLFLFAH48XAK",11,50000,35000,"Yes"]
[201835782,null,"TEMPSTAR","HRCU-A-CB","DLCLRAH58AAK","Mini-Splits","DLFLDAH58XAK",9,60000,37600,"Yes"]
[201835830,null,"TEMPSTAR","HRCU-A-CB-O","DLCLRAH58AAK","Mini-Splits","DLFLFAH58XAK",10.5,60000,39000,"Yes"]
[201835832,null,"TEMPSTAR","HMSV-A-CB","DLCMRAH18BAK","Mixed Ducted and Non-Ducted Indoor Units","Multiple combinations, check manufacturer compatibility",9.85,18200,11550]
[201835784,null,"TEMPSTAR","HMSV-A-CB","DLCMRAH18BAK","Non-Ducted Indoor Units","Multiple combinations, check manufacturer compatibility",9.6999999999999993,18000,11600]
[201835792,null,"TEMPSTAR","HMSV-A-CB","DLCMRAH18BAK","Ducted Indoor Units","Multiple combinations, check manufacturer compatibility",10,18500,11500]
[201835834,null,"TEMPSTAR","HMSV-A-CB","DLCMRAH27CAK","Mixed Ducted and Non-Ducted Indoor Units","Multiple combinations, check manufacturer compatibility",10.4,27400,17700]
[201835786,null,"TEMPSTAR","HMSV-A-CB","DLCMRAH27CAK","Non-Ducted Indoor Units","Multiple combinations, check manufacturer compatibility",10.8,27000,17800,"Yes"]
[201835795,null,"TEMPSTAR","HMSV-A-CB","DLCMRAH27CAK","Ducted Indoor Units","Multiple combinations, check manufacturer compatibility",10,28000,17600]
[201835789,null,"TEMPSTAR","HMSV-A-CB","DLCMRAH36DAK","Non-Ducted Indoor Units","Multiple combinations, check manufacturer compatibility",10.199999999999999,36000,23600,"Yes"]
[201835836,null,"TEMPSTAR","HMSV-A-CB","DLCMRAH36DAK","Mixed Ducted and Non-Ducted Indoor Units","Multiple combinations, check manufacturer compatibility",10,37000,23000]
[201835796,null,"TEMPSTAR","HMSV-A-CB","DLCMRAH36DAK","Ducted Indoor Units","Multiple combinations, check manufacturer compatibility",10,37000,23000]
[201835838,null,"TEMPSTAR","HMSV-A-CB","DLCMRAH48EAK","Mixed Ducted and Non-Ducted Indoor Units","Multiple combinations, check manufacturer compatibility",10.85,49000,32200]
[201835791,null,"TEMPSTAR","HMSV-A-CB","DLCMRAH48EAK","Non-Ducted Indoor Units","Multiple combinations, check manufacturer compatibility",10.199999999999999,48000,30400,"Yes"]
[201835798,null,"TEMPSTAR","HMSV-A-CB","DLCMRAH48EAK","Ducted Indoor Units","Multiple combinations, check manufacturer compatibility",11.5,50000,34000]
[201835748,null,"TEMPSTAR","HRCU-A-CB-O","DLCPRAH09AAK","Mini-Splits","DLFPHAH09XAK",14.5,10000,7200,"Yes"]
[201835750,null,"TEMPSTAR","HRCU-A-CB-O","DLCPRAH12AAK","Mini-Splits","DLFPHAH12XAK",13.6,12000,6800,"Yes"]
[202463656,null,"TEMPSTAR","HRCU-A-CB-O","DLCPRAH18AAK","Mini-Splits","DLFPHAH18XAK",14,18000,12300,"Yes"]
[202463657,null,"TEMPSTAR","HRCU-A-CB-O","DLCPRAH24AAK","Mini-Splits","DLFPHAH24XAK",12,24000,15400,"Yes"]
[201835763,null,"TEMPSTAR","HRCU-A-CB-O","DLCSRAH09AAJ","Mini-Splits","DLFSHAH09XAJ",10.5,9800,5600,"Yes"]
[201835802,null,"TEMPSTAR","HRCU-A-CB-O","DLCSRAH09AAK","Mini-Splits","DLFSCAH09XAK",10.199999999999999,10000,6700,"Yes"]
[201835800,null,"TEMPSTAR","HRCU-A-CB","DLCSRAH09AAK","Mini-Splits","DLFSDAH09XAK",11.5,10000,6800,"Yes"]
[201835767,null,"TEMPSTAR","HRCU-A-CB-O","DLCSRAH09AAK","Mini-Splits","DLFSHAH09XAK",10.5,12000,7500,"Yes"]
[201835765,null,"TEMPSTAR","HRCU-A-CB-O","DLCSRAH12AAJ","Mini-Splits","DLFSHAH12XAJ",11,11800,7100,"Yes"]
[201835804,null,"TEMPSTAR","HRCU-A-CB-O","DLCSRAH12AAK","Mini-Splits","DLFSCAH12XAK",10.199999999999999,12000,8200,"Yes"]
[201835808,null,"TEMPSTAR","HRCU-A-CB","DLCSRAH12AAK","Mini-Splits","DLFSDAH12XAK",11,12500,8100,"Yes"]
[201835806,null,"TEMPSTAR","HRCU-A-CB-O","DLCSRAH12AAK","Mini-Splits","DLFSFAH12XAK",10.5,12000,9600,"Yes"]
[201835769,null,"TEMPSTAR","HRCU-A-CB-O","DLCSRAH12AAK","Mini-Splits","DLFSHAH12XAK",11,12000,7600,"Yes"]
[201835812,null,"TEMPSTAR","HRCU-A-CB-O","DLCSRAH18AAK","Mini-Splits","DLFSCAH18XAK",10.5,18000,12000,"Yes"]
[201835824,null,"TEMPSTAR","HRCU-A-CB","DLCSRAH18AAK","Mini-Splits","DLFSDAH18XAK",10.8,19000,12400]
[201835810,null,"TEMPSTAR","HRCU-A-CB-O","DLCSRAH18AAK","Mini-Splits","DLFSFAH18XAK",10.199999999999999,18000,12900,"Yes"]
[201835771,null,"TEMPSTAR","HRCU-A-CB-O","DLCSRAH18AAK","Mini-Splits","DLFSHAH18XAK",10.5,18000,11900,"Yes"]
[201835818,null,"TEMPSTAR","HRCU-A-CB-O","DLCSRAH24AAK","Mini-Splits","DLFSCAH24XAK",11.5,24000,16200,"Yes"]
[201835814,null,"TEMPSTAR","HRCU-A-CB","DLCSRAH24AAK","Mini-Splits","DLFSDAH24XAK",12,24000,17400,"Yes"]
[201835816,null,"TEMPSTAR","HRCU-A-CB-O","DLCSRAH24AAK","Mini-Splits","DLFSFAH24XAK",11.5,24000,17200,"Yes"]
[201835773,null,"TEMPSTAR","HRCU-A-CB-O","DLCSRAH24AAK","Mini-Splits","DLFSHAH24XAK",10,25000,15000,"Yes"]
[201835775,null,"TEMPSTAR","HRCU-A-CB-O","DLCSRAH30AAK","Mini-Splits","DLFSHAH30XAK",9.8000000000000007,30000,18000]
[201835777,null,"TEMPSTAR","HRCU-A-CB-O","DLCSRAH36AAK","Mini-Splits","DLFSHAH36XAK",10,36000,20600,"Yes"]
[201810388,null,"TGM","HRCU-A-CB-O","HRDKT30AS","Mini-Splits","HWDKT30S",12.3,31000,16000]
[201810390,null,"TGM","HRCU-A-CB-O","HRDKT36AS","Mini-Splits","HRDKT36AS",9.6,33400,17500]
[202132761,null,"TGM","HRCU-A-CB-O","HRDKT36AS","Mini-Splits","HWDKT36S",9.6,33400,17500]
[201810385,null,"TGM","HRCU-A-CB-O","HRHDBT12AS","Mini-Splits","HWHDBT12S",10.8,13000,7500]
[201810386,null,"TGM","HRCU-A-CB-O","HRHDBT18AS","Mini-Splits","HWHDBT18S",11.6,19000,11600]
[201810387,null,"TGM","HRCU-A-CB-O","HRHDBT24AS","Mini-Splits","HWHDBT24S",10.5,24200,15400]
[10327033,null,"TGM","HMSV-A-CB","MMCUT18AS2","Non-Ducted Indoor Units","Multiple combinations, check manufacturer compatibility",10,18000,11800]
[10327038,null,"TGM","HMSV-A-CB","MMCUT27AS3","Non-Ducted Indoor Units","Multiple combinations, check manufacturer compatibility",9.8000000000000007,28000,16800]
[10327042,null,"TGM","HMSV-A-CB","MMCUT36AS4","Non-Ducted Indoor Units","Multiple combinations, check manufacturer compatibility",10.3,36000,25400]
[10327046,null,"TGM","HMSV-A-CB","MMCUT48AS5","Non-Ducted Indoor Units","Multiple combinations, check manufacturer compatibility",10.4,48000,30800]
[9962539,null,"TGM","HRCU-A-CB-O","MRHAET09AS","Mini-Splits","MWHAET09S",9,9800,6000]
[9962541,null,"TGM","HRCU-A-CB-O","MRHAET12AS","Mini-Splits","MWHAET12S",9,12000,7500]
[9962543,null,"TGM","HRCU-A-CB-O","MRHAET18AS","Mini-Splits","MWHAET18S",9,18000,11500]
[8784469,null,"TGM","HRCU-A-CB-O","MRHAT30AS","Mini-Splits","MWHAT30S",9.6,30000,19000]
[8784471,null,"TGM","HRCU-A-CB-O","MRHAT36AS","Mini-Splits","MWHAT36S",10,36000,21400]
[204745018,null,"TGM","HRCU-A-CB-O","MRHDRT09AS","Mini-Splits","MWHDRT09S",10,9800,5800]
[202427207,null,"TGM","HRCU-A-CB-O","MRHDRT12AS","Mini-Splits","MWHDRT12S",9.6,12000,7300]
[204745017,null,"TGM","HRCU-A-CB-O","MRHDRT12ASA","Mini-Splits","MWHDRT12SA",10.6,12000,7200]
[202427209,null,"TGM","HRCU-A-CB-O","MRHDRT18AS","Mini-Splits","MWHDRT18S",10.6,18000,11400]
[202363963,null,"TGM","HRCU-A-CB-O","MRHDRT24AS","Mini-Splits","MWHDRT24S",9.6,24800,15300]
[204543100,null,"TGM","HRCU-A-CB-O","MRHOAT30AS","Mini-Splits","MWHOAT30S",9.4,30000,18500]
[8752722,null,"TGM","HRCU-A-CB-O","MROHNT12AS","Mini-Splits","MCHINT12S",10.6,12000,8700]
[8752721,null,"TGM","HRCU-A-CB-O","MROHNT18AS","Mini-Splits","MCHINT18S",10.5,18000,12000]
[205299937,null,"TGM","HRCU-A-CB-O","MROHNT24AS","Mini-Splits","MCHINT24S",11.5,24000,16200]
[205299938,null,"TGM","HRCU-A-CB-O","MROHNT36AS","Mini-Splits","MCHINT36S",10.5,38000,25200]
[205299939,null,"TGM","HRCU-A-CB-O","MROHNT48AS","Mini-Splits","MCHINT48S",11,50000,35000]
[8965364,null,"TGM","HRCU-A-CB-O","MROHT09AS2","Mini-Splits","MWOHT09S2",11.2,10900,6900]
[8965366,null,"TGM","HRCU-A-CB-O","MROHT12AS2","Mini-Splits","MWOHT12S2",12,12000,7800]
[8965368,null,"TGM","HRCU-A-CB-O","MROHT18AS2","Mini-Splits","MWOHT18S2",10.3,18000,10800]
[8965370,null,"TGM","HRCU-A-CB-O","MROHT24AS2","Mini-Splits","MWOHT24S2",11.5,24000,15400]
[201928750,null,"TGM","HRCU-A-CB","MRS6VT36AS","Mini-Splits","MFC6IT36S",11.5,40000,27600]
[201928751,null,"TGM","HRCU-A-CB","MRS6VT48AS","Mini-Splits","MFC6IT48S",10.3,49500,33400]
[201925335,null,"THERION AIR","HMSV-A-CB","Y2ODN-18HFN1","Non-Ducted Indoor Units","Multiple combinations, check manufacturer compatibility",10,18000,11800]
[10435327,null,"THERION AIR","HMSV-A-CB","Y3OC-27HFN1","Non-Ducted Indoor Units","Multiple combinations, check manufacturer compatibility",9.8000000000000007,28000,16800]
[201925341,null,"THERION AIR","HMSV-A-CB","Y3OCN-30HFN1","Non-Ducted Indoor Units","Multiple combinations, check manufacturer compatibility",9.8000000000000007,28000,16800]
[201925342,null,"THERION AIR","HMSV-A-CB","Y3OCN-36HFN1","Non-Ducted Indoor Units","Multiple combinations, check manufacturer compatibility",10.3,36000,25400]
[201925336,null,"THERION AIR","HMSV-A-CB","Y3OCN-48HFN1","Non-Ducted Indoor Units","Multiple combinations, check manufacturer compatibility",10.4,48000,30800]
[201925338,null,"THERION AIR","HRCU-A-CB-O","YS15AF-12HRN1(O)","Mini-Splits","YS15AF-12HRN1(I)",9.3000000000000007,12000,6800]
[201925339,null,"THERION AIR","HRCU-A-CB-O","YS15AF-18HRN1(O)","Mini-Splits","YS15AF-18HRN1(I)",9.8000000000000007,18000,12200]
[201925327,null,"THERION AIR","HRCU-A-CB-O","YS15BF-09HRN1(O)","Mini-Splits","YS15BF-09HRN1(I)",9,9800,5800]
[201925337,null,"THERION AIR","HRCU-A-CB-O","YS15BF-12HRN1(O)","Mini-Splits","YS15BF-12HRN1(I)",9,12000,7500]
[202682030,null,"THERION AIR","HRCU-A-CB-O","YS17AB-09HRN1","Mini-Splits","YS17AB-09HRN1",9,9800,5700]
[202682029,null,"THERION AIR","HRCU-A-CB-O","YS17AB-09HRN1-B","Mini-Splits","YS17AB-09HRN1-B",9,9500,5800]
[202682032,null,"THERION AIR","HRCU-A-CB-O","YS17AB-12HRN1","Mini-Splits","YS17AB-12HRN1",9,11800,6800]
[202682033,null,"THERION AIR","HRCU-A-CB-O","YS17AB-12HRN1-B","Mini-Splits","YS17AB-12HRN1-B",9,12000,7500]
[202682028,null,"THERION AIR","HRCU-A-CB-O","YS17AB-18HRN1","Mini-Splits","YS17AB-18HRN1",9.8000000000000007,18000,12200]
[202682031,null,"THERION AIR","HRCU-A-CB-O","YS17AB-24HRN1","Mini-Splits","YS17AB-24HRN1",9,25000,14800]
[201925331,null,"THERION AIR","HRCU-A-CB-O","YS20AF-09HRN1(O)","Mini-Splits","YS20AF-09HRN1(I)",10.5,9800,6400]
[201925332,null,"THERION AIR","HRCU-A-CB-O","YS20AF-12HRN1(O)","Mini-Splits","YS20AF-12HRN1(I)",9.8000000000000007,12000,7200]
[201925333,null,"THERION AIR","HRCU-A-CB-O","YS20AF-18HRN1(O)","Mini-Splits","YS20AF-18HRN1(I)",10,18000,10400]
[201925334,null,"THERION AIR","HRCU-A-CB-O","YS20AF-24HRN1(O)","Mini-Splits","YS20AF-24HRN1(I)",10,25000,15300]
[201925329,null,"THERION AIR","HRCU-A-CB-O","YS20BF-09HRN1(O)","Mini-Splits","YS20BF-09HRN1(I)",10.5,9800,5900]
[201925330,null,"THERION AIR","HRCU-A-CB-O","YS20BF-12HRN1(O)","Mini-Splits","YS20BF-12HRN1(I)",11.2,12000,7100]
[200059018,8740680,"THERMAL ZONE","HRCU-A-CB-O","12H47YOMI","Mini-Splits","12H47YIMI",9,12000,7500]
[200059020,8740681,"THERMAL ZONE","HRCU-A-CB-O","12H47ZOMI","Mini-Splits","12H47ZIMI",9,11800,6800]
[202576827,null,"THERMAL ZONE","HRCU-A-CB-O","12H49YOMI","Mini-Splits","12H49YIMI",9.5,12000,7500]
[202576825,null,"THERMAL ZONE","HRCU-A-CB-O","12H49ZOMI","Mini-Splits","12H49ZIMI",9.5,12000,6800]
[200059022,8740682,"THERMAL ZONE","HRCU-A-CB-O","18H47ZOMI","Mini-Splits","18H47ZIMI",9.8000000000000007,18000,12200]
[202576829,null,"THERMAL ZONE","HRCU-A-CB-O","18H49ZOMI","Mini-Splits","18H49ZIMI",10,18000,11000]
[200059024,8740683,"THERMAL ZONE","HRCU-A-CB-O","24H46ZOMI","Mini-Splits","24H46ZIMI",9,25000,14800]
[202576831,null,"THERMAL ZONE","HRCU-A-CB-O","24H47ZOMI","Mini-Splits","24H47ZIMI",9.5,24000,14400]
[200059026,8740684,"THERMAL ZONE","HRCU-A-CB-O","30H48ZOMI","Mini-Splits","30H48ZIMI",9.6,30000,19000]
[200059028,8740685,"THERMAL ZONE","HRCU-A-CB-O","36H46ZOMI","Mini-Splits","36H46ZIMI",10,36000,21400]
[200059030,8752724,"THERMAL ZONE","HRCU-A-CB-O","9H47YOMI","Mini-Splits","9H47YIMI",9,9500,5800]
[202576833,null,"THERMAL ZONE","HRCU-A-CB-O","9H49YOMI","Mini-Splits","9H49YIMI",10,10000,6000]
[202576823,null,"THERMAL ZONE","HRCU-A-CB-O","9H49ZOMI","Mini-Splits","9H49ZIMI",9.5,9000,6000]
[9088696,null,"THERMOCORE","HRCU-A-CB-O","T1E16S-H212-C","Mini-Splits","T1E16S-H212-E",9,12300,7000]
[9088698,null,"THERMOCORE","HRCU-A-CB-O","T1E16S-H224-C","Mini-Splits","T1E16S-H224-E",9,24000,11000]
[203456305,null,"THERMOCORE","HRCU-A-CB-O","T425S-H109-C","Mini-Splits","T425S-H109-E",10.5,10000,5800]
[202918828,null,"THERMOCORE","HRCU-A-CB-O","T4E17S-H224-C","Mini-Splits","T4E17S-H224-E",9.5,24000,14400]
[202918823,null,"THERMOCORE","HRCU-A-CB-O","T4E19S-H109-C","Mini-Splits","T4E19S-H109-E",10,10000,6000]
[202918824,null,"THERMOCORE","HRCU-A-CB-O","T4E19S-H112-C","Mini-Splits","T4E19S-H112-E",9.5,12000,7500]
[202918825,null,"THERMOCORE","HRCU-A-CB-O","T4E19S-H209-C","Mini-Splits","T4E19S-H209-E",9.5,9000,6000]
[202918826,null,"THERMOCORE","HRCU-A-CB-O","T4E19S-H212-C","Mini-Splits","T4E19S-H212-E",9.5,12000,6800]
[202918827,null,"THERMOCORE","HRCU-A-CB-O","T4E19S-H218-C","Mini-Splits","T4E19S-H218-E",10,18000,11000]
[8975555,null,"THERMOCORE SYSTEMS","HRCU-A-CB-O","T316S-H236-C","Mini-Splits","T316S-H236-E",10,36000,21400]
[8975554,null,"THERMOCORE SYSTEMS","HRCU-A-CB-O","T318S-H230-C","Mini-Splits","T318S-H230-E",9.6,30000,19000]
[8977688,null,"THERMOCORE SYSTEMS","HMSV-A-CB","T321Q-H263-C","Non-Ducted Indoor Units","Multiple combinations, check manufacturer compatibility",10.4,48000,30800]
[8975552,null,"THERMOCORE SYSTEMS","HRCU-A-CB-O","T321S-H218-C","Mini-Splits","T321S-H218-E",10,18000,10400]
[10032579,null,"THERMOCORE SYSTEMS","HRCU-A-CB-O","T321S-H218-C","Mini-Splits","T3-OS218-ESC",10.5,18000,12000]
[8975553,null,"THERMOCORE SYSTEMS","HRCU-A-CB-O","T321S-H224-C","Mini-Splits","T321S-H224-E",10,25000,15300]
[10061740,null,"THERMOCORE SYSTEMS","HRCU-A-CB-O","T321S-H224-C","Mini-Splits","T3-OS224-EC",11.5,24000,16200]
[202353109,null,"THERMOCORE SYSTEMS","HRCU-A-CB-O","T321S-H224-C","Mini-Splits","T3-OS224-ESC",11.5,24000,17200]
[8977691,null,"THERMOCORE SYSTEMS","HMSV-A-CB","T322D-H224-C","Non-Ducted Indoor Units","Multiple combinations, check manufacturer compatibility",10,18000,11800]
[8977690,null,"THERMOCORE SYSTEMS","HMSV-A-CB","T322D-H236-C","Non-Ducted Indoor Units","Multiple combinations, check manufacturer compatibility",9.8000000000000007,28000,16800]
[8993537,null,"THERMOCORE SYSTEMS","HMSV-A-CB","T322D-H236-C","Specific","T3-OS209-EWT3-OS209-EWT3-OS209-EW",9.8000000000000007,28000,16800]
[8975551,null,"THERMOCORE SYSTEMS","HRCU-A-CB-O","T322S-H112-C","Mini-Splits","T322S-H112-E",11.2,12000,7100]
[9046377,null,"THERMOCORE SYSTEMS","HRCU-A-CB-O","T322S-H212-C","Mini-Splits","T3-OS212-EW",9.8000000000000007,12000,7200]
[202353104,null,"THERMOCORE SYSTEMS","HRCU-A-CB-O","T322S-H212-C","Mini-Splits","T3-OS212-OC",10,12000,7200]
[8977689,null,"THERMOCORE SYSTEMS","HMSV-A-CB","T323D-H248-C","Non-Ducted Indoor Units","Multiple combinations, check manufacturer compatibility",10.3,36000,25400]
[8975550,null,"THERMOCORE SYSTEMS","HRCU-A-CB-O","T323S-H109-C","Mini-Splits","T323S-H109-E",10.5,9800,5900]
[9046374,null,"THERMOCORE SYSTEMS","HRCU-A-CB-O","T3C18S-H236-C","Mini-Splits","T3C16S-H236-ED",10,38000,25400]
[9046373,null,"THERMOCORE SYSTEMS","HRCU-A-CB-O","T3C18S-H236-C","Mini-Splits","T3C18S-H236-EC",10.5,38000,25200]
[9046375,null,"THERMOCORE SYSTEMS","HRCU-A-CB-O","T3C18S-H248-C","Mini-Splits","T3C17S-H248-EC",11,50000,35000]
[9046376,null,"THERMOCORE SYSTEMS","HRCU-A-CB-O","T3C18S-H248-C","Mini-Splits","T3C18S-H248-ED",11,50000,35000]
[202195116,null,"THERMOCORE SYSTEMS","HRCU-A-CB","T3C18S-H260-C","Mini-Splits","T3C18S-H260-EDT",9,60000,37600]
[202195117,null,"THERMOCORE SYSTEMS","HRCU-A-CB-O","T3C18S-H260-C","Mini-Splits","T3C18S-H260-ESC",10.5,60000,39000]
[9046372,null,"THERMOCORE SYSTEMS","HRCU-A-CB-O","T3E16S-H112-C","Mini-Splits","T3E16S-H112-W",9,12000,7500]
[202427215,null,"THERMOCORE SYSTEMS","HRCU-A-CB-O","T4E16S-H218-C","Mini-Splits","T4E16S-H218-E",9,18000,11500]
[202349831,null,"THERMOCORE SYSTEMS","HRCU-A-CB-O","T4E16S-H224-C","Mini-Splits","T4E16S-H224-E",9.6,24800,15300]
[202427214,null,"THERMOCORE SYSTEMS","HRCU-A-CB-O","T4E17S-H212-C","Mini-Splits","T4E17S-H212-E",9,12000,7500]
[202353107,null,"THERMOCORE SYSTEMS","HRCU-A-CB-O","T4HH20S-H218-C","Mini-Splits","T4HH20S-H218-E",10.3,18000,10800]
[202353108,null,"THERMOCORE SYSTEMS","HRCU-A-CB-O","T4HH21S-H224-C","Mini-Splits","T4HH21S-H224-E",11.5,24000,15400]
[202353106,null,"THERMOCORE SYSTEMS","HRCU-A-CB-O","T4HH23S-H212-C","Mini-Splits","T4HH23S-H212-E",12,12000,7800]
[202353105,null,"THERMOCORE SYSTEMS","HRCU-A-CB-O","T4HH25S-H209-C","Mini-Splits","T4HH25S-H209-E",11.2,10900,6900]
[202326841,null,"THOMPSON","HRCU-A-CB-O","2MDHP012O-CFT","Mini-Splits","1MDHP012I-CFT",9,11800,6800]
[202326842,null,"THOMPSON","HRCU-A-CB-O","2MDHP012O-PFZ","Mini-Splits","1MDHP012I-PFZ",9.8000000000000007,12000,7200]
[202534927,null,"THOMPSON","HRCU-A-CB-O","2MDHP018O-CFT","Mini-Splits","1MDHP018I-CFT",9.8000000000000007,18000,12200]
[202326843,null,"THOMPSON","HRCU-A-CB-O","2MDHP018O-PFZ","Mini-Splits","1MDHP018I-PFZ",10,18000,10400]
[202534928,null,"THOMPSON","HRCU-A-CB-O","2MDHP024O-CFT","Mini-Splits","1MDHP024I-CFT",9,25000,14800]
[202349828,null,"THOMPSON","HMSV-A-CB","2MDHP027O-MTZ","Specific","1MDHP009I-PFZ1MDHP009I-PFZ1MDHP009I-PFZ",9.8000000000000007,28000,16800]
[9993638,null,"TK'S","HMSV-A-CB","Y2OD-18HFN1","Non-Ducted Indoor Units","Multiple combinations, check manufacturer compatibility",10,18000,11800]
[9910850,null,"TK'S","HMSV-A-CB","Y2OD-18HFN1","Non-Ducted Indoor Units","Multiple combinations, check manufacturer compatibility",10,18000,11800]
[9993639,null,"TK'S","HMSV-A-CB","Y2OD-30HFN1","Non-Ducted Indoor Units","Multiple combinations, check manufacturer compatibility",9.8000000000000007,28000,16800]
[9993644,null,"TK'S","HMSV-A-CB","Y2OD-36HFN1","Non-Ducted Indoor Units","Multiple combinations, check manufacturer compatibility",10.3,36000,25400]
[9993645,null,"TK'S","HMSV-A-CB","Y2OD-48HFN1","Non-Ducted Indoor Units","Multiple combinations, check manufacturer compatibility",10.4,48000,30800]
[202443416,null,"TK'S","HRCU-A-CB-O","YS17AB-12HRN1","Mini-Splits","YS17AB-12HRN1",9,11800,6800]
[202443418,null,"TK'S","HRCU-A-CB-O","YS17AB-18HRN1","Mini-Splits","YS17AB-18HRN1",9.8000000000000007,18000,12200]
[202443417,null,"TK'S","HRCU-A-CB-O","YS17AB-24HRN1","Mini-Splits","YS17AB-24HRN1",9,25000,14800]
[202443414,null,"TK'S","HRCU-A-CB-O","YS17AB-30HRN1","Mini-Splits","YS17AB-30HRN1",9.6,30000,19000]
[202443415,null,"TK'S","HRCU-A-CB-O","YS17AB-36HRN1","Mini-Splits","YS17AB-36HRN1",10,36000,21400]
[205047893,null,"TK'S","HRCU-A-CB-O","YS19AB-09HRN1","Mini-Splits","YS19AB-09HRN1",9.5,9000,6000]
[205230147,null,"TK'S","HRCU-A-CB-O","YS19AB-09HRN1","Mini-Splits","YS19AB-09HRN1",9.5,9000,6000]
[205047891,null,"TK'S","HRCU-A-CB-O","YS19AB-09HRN1-B","Mini-Splits","YS19AB-09HRN1-B",10,10000,6000]
[205230145,null,"TK'S","HRCU-A-CB-O","YS19AB-09HRN1-B","Mini-Splits","YS19AB-09HRN1-B",10,10000,6000]
[205026188,null,"TK'S","HRCU-A-CB-O","YS19AB-09HRN1-B","Mini-Splits","YS19AB-09HRN1-B",10,10000,6000]
[205026232,null,"TK'S","HRCU-A-CB-O","YS19AB-09HRN1-B","Mini-Splits","YS19AB-09HRN1-B",10,10000,6000]
[205047856,null,"TK'S","HRCU-A-CB-O","YS19AB-09HRN1-B","Mini-Splits","YS19AB-09HRN1-B",10,10000,6000]
[204947759,null,"TK'S","HRCU-A-CB-O","YS19AB-09HRN1-B","Mini-Splits","YS19AB-09HRN1-B",10,10000,6000]
[205047894,null,"TK'S","HRCU-A-CB-O","YS19AB-12HRN1","Mini-Splits","YS19AB-12HRN1",9.5,12000,6800]
[205230148,null,"TK'S","HRCU-A-CB-O","YS19AB-12HRN1","Mini-Splits","YS19AB-12HRN1",9.5,12000,6800]
[205047892,null,"TK'S","HRCU-A-CB-O","YS19AB-12HRN1-B","Mini-Splits","YS19AB-12HRN1-B",9.5,12000,7500]
[205230146,null,"TK'S","HRCU-A-CB-O","YS19AB-12HRN1-B","Mini-Splits","YS19AB-12HRN1-B",9.5,12000,7500]
[205047895,null,"TK'S","HRCU-A-CB-O","YS19AB-18HRN1","Mini-Splits","YS19AB-18HRN1",10,18000,11000]
[205230149,null,"TK'S","HRCU-A-CB-O","YS19AB-18HRN1","Mini-Splits","YS19AB-18HRN1",10,18000,11000]
[205047896,null,"TK'S","HRCU-A-CB-O","YS19AB-24HRN1","Mini-Splits","YS19AB-24HRN1",9.5,24000,14400]
[205230150,null,"TK'S","HRCU-A-CB-O","YS19AB-24HRN1","Mini-Splits","YS19AB-24HRN1",9.5,24000,14400]
[9910810,null,"TK'S","HRCU-A-CB-O","YSA-09HRN1-B(O)","Mini-Splits","YSA-09HRN1-B(I)",9,12000,7500]
[9993635,null,"TK'S","HRCU-A-CB-O","YSA-12HRN1(O)","Mini-Splits","YSA-12HRN1(I)",9.3000000000000007,12000,6800]
[9993633,null,"TK'S","HRCU-A-CB-O","YSA-12HRN1-B(O)","Mini-Splits","YSA-12HRN1-B(I)",9,12000,7500]
[9993636,null,"TK'S","HRCU-A-CB-O","YSA-18HRN1(O)","Mini-Splits","YSA-18HRN1(I)",9.8000000000000007,18000,12200]
[9993628,null,"TK'S","HRCU-A-CB-O","YSF-09HRFN1(O)","Mini-Splits","YSF-09HRFN1(I)",10.5,9800,6400]
[9993629,null,"TK'S","HRCU-A-CB-O","YSF-12HRFN1(O)","Mini-Splits","YSF-12HRFN1(I)",9.8000000000000007,12000,7200]
[9993630,null,"TK'S","HRCU-A-CB-O","YSF-18HRFN1(O)","Mini-Splits","YSF-18HRFN1(I)",10,18000,10400]
[9993631,null,"TK'S","HRCU-A-CB-O","YSF-24HRFN1(O)","Mini-Splits","YSF-24HRFN1(I)",10,25000,15300]
[10049878,null,"TOSHIBA CARRIER","HMSV-A-CB","MCY-MAP0367HS-UL","Ducted Indoor Units","Multiple combinations, check manufacturer compatibility",10.5,40000,25000]
[10051633,null,"TOSHIBA CARRIER","HMSV-A-CB","MCY-MAP0367HS-UL","Non-Ducted Indoor Units","Multiple combinations, check manufacturer compatibility",11.5,40000,25000]
[10096870,null,"TOSHIBA CARRIER","HMSV-A-CB","MCY-MAP0367HS-UL","Mixed Ducted and Non-Ducted Indoor Units","Multiple combinations, check manufacturer compatibility",11,40000,25000]
[10052878,null,"TOSHIBA CARRIER","HMSV-A-CB","MCY-MAP0487HS-UL","Ducted Indoor Units","Multiple combinations, check manufacturer compatibility",9.5,54000,33000]
[10052879,null,"TOSHIBA CARRIER","HMSV-A-CB","MCY-MAP0487HS-UL","Non-Ducted Indoor Units","Multiple combinations, check manufacturer compatibility",11.5,54000,32000]
[10157790,null,"TOSHIBA CARRIER","HMSV-A-CB","MCY-MAP0487HS-UL","Mixed Ducted and Non-Ducted Indoor Units","Multiple combinations, check manufacturer compatibility",10.5,54000,32500]
[10053545,null,"TOSHIBA CARRIER","HMSV-A-CB","MCY-MAP0607HS-UL","Ducted Indoor Units","Multiple combinations, check manufacturer compatibility",11,64500,40000]
[10053546,null,"TOSHIBA CARRIER","HMSV-A-CB","MCY-MAP0607HS-UL","Non-Ducted Indoor Units","Multiple combinations, check manufacturer compatibility",11.5,64500,40000]
[10190447,null,"TOSHIBA CARRIER","HMSV-A-CB","MCY-MAP0607HS-UL","Mixed Ducted and Non-Ducted Indoor Units","Multiple combinations, check manufacturer compatibility",11.25,64500,40000]
[3638305,null,"TOSHIBA CARRIER","HRCU-A-CB-O","RAV-SP180AT2-UL","Mini-Splits","RAV-SP180CT-UL",10.8,19000,11900]
[3638303,null,"TOSHIBA CARRIER","HRCU-A-CB-O","RAV-SP180AT2-UL","Mini-Splits","RAV-SP180KRT-UL",11.5,19000,11800]
[3638304,null,"TOSHIBA CARRIER","HRCU-A-CB-O","RAV-SP180AT2-UL","Mini-Splits","RAV-SP180UT-UL",11.5,18800,11300]
[9854719,null,"TOSHIBA CARRIER","HRCU-A-CB-O","RAV-SP180AT2-UL","Mini-Splits","RAV-SP181BT-UL",10.8,20000,11000]
[3638308,null,"TOSHIBA CARRIER","HRCU-A-CB-O","RAV-SP240AT2-UL","Mini-Splits","RAV-SP240CT-UL",10.3,28800,18300]
[3638306,null,"TOSHIBA CARRIER","HRCU-A-CB-O","RAV-SP240AT2-UL","Mini-Splits","RAV-SP240KRT-UL",9.8000000000000007,26400,17000]
[3638307,null,"TOSHIBA CARRIER","HRCU-A-CB-O","RAV-SP240AT2-UL","Mini-Splits","RAV-SP240UT-UL",9.5,26000,15700]
[9854720,null,"TOSHIBA CARRIER","HRCU-A-CB-O","RAV-SP240AT2-UL","Mini-Splits","RAV-SP241BT-UL",9.6,27000,19800]
[3638309,null,"TOSHIBA CARRIER","HRCU-A-CB-O","RAV-SP300AT2-UL","Mini-Splits","RAV-SP300UT-UL",11,33400,19700]
[9854722,null,"TOSHIBA CARRIER","HRCU-A-CB-O","RAV-SP300AT2-UL","Mini-Splits","RAV-SP301BT-UL",11.8,34000,20600]
[3638312,null,"TOSHIBA CARRIER","HRCU-A-CB-O","RAV-SP360AT2-UL","Mini-Splits","RAV-SP360CT-UL",11,38000,25800]
[3638311,null,"TOSHIBA CARRIER","HRCU-A-CB-O","RAV-SP360AT2-UL","Mini-Splits","RAV-SP360UT-UL",11.9,36000,23200]
[9854795,null,"TOSHIBA CARRIER","HRCU-A-CB-O","RAV-SP360AT2-UL","Mini-Splits","RAV-SP361BT-UL",11.5,40000,21400]
[3638314,null,"TOSHIBA CARRIER","HRCU-A-CB-O","RAV-SP420AT2-UL","Mini-Splits","RAV-SP420CT-UL",11,44500,28600]
[3638313,null,"TOSHIBA CARRIER","HRCU-A-CB-O","RAV-SP420AT2-UL","Mini-Splits","RAV-SP420UT-UL",10.3,46000,24800]
[9854796,null,"TOSHIBA CARRIER","HRCU-A-CB-O","RAV-SP420AT2-UL","Mini-Splits","RAV-SP421BT-UL",12,47500,32200]
[10064017,null,"TOSOT","HMSV-A-CB-O","TM18H4O","Non-Ducted Indoor Units","Multiple combinations, check manufacturer compatibility",11,19000,12800,"Yes"]
[204344218,null,"TOSOT","HRCU-A-CB-O","TM18H5O","Non-Ducted Indoor Units","Multiple combinations, check manufacturer compatibility",10.5,21000,17000,"Yes"]
[10064019,null,"TOSOT","HMSV-A-CB-O","TM24H4O","Non-Ducted Indoor Units","Multiple combinations, check manufacturer compatibility",11,26000,16600,"Yes"]
[204344219,null,"TOSOT","HRCU-A-CB-O","TM24H5O","Non-Ducted Indoor Units","Multiple combinations, check manufacturer compatibility",10.5,26000,17900,"Yes"]
[10064021,null,"TOSOT","HMSV-A-CB-O","TM30H4O","Non-Ducted Indoor Units","Multiple combinations, check manufacturer compatibility",11.5,30000,18000,"Yes"]
[10064023,null,"TOSOT","HMSV-A-CB-O","TM36H4O","Non-Ducted Indoor Units","Multiple combinations, check manufacturer compatibility",11.5,42500,20000,"Yes"]
[204344220,null,"TOSOT","HRCU-A-CB-O","TM36H5O","Non-Ducted Indoor Units","Multiple combinations, check manufacturer compatibility",10,36000,29000]
[10064025,null,"TOSOT","HMSV-A-CB-O","TM42H3O","Non-Ducted Indoor Units","Multiple combinations, check manufacturer compatibility",10.199999999999999,45000,29000,"Yes"]
[10064026,null,"TOSOT","HMSV-A-CB","TM42H3O","Ducted Indoor Units","Multiple combinations, check manufacturer compatibility",9.6,46500,28000]
[204344221,null,"TOSOT","HRCU-A-CB-O","TM42H5O","Non-Ducted Indoor Units","Multiple combinations, check manufacturer compatibility",10,42000,28800]
[205082146,null,"TOSOT","HMSV-A-CB","TMVRF-36KUH","Mixed Ducted and Non-Ducted Indoor Units","Multiple combinations, check manufacturer compatibility",11,45000,35200]
[9128592,null,"TOSOT","HMSV-A-CB-O","TMVRF-36KUH","Non-Ducted Indoor Units","Multiple combinations, check manufacturer compatibility",11.7,45000,41000]
[9128593,null,"TOSOT","HMSV-A-CB","TMVRF-36KUH","Ducted Indoor Units","Multiple combinations, check manufacturer compatibility",10.3,45000,29400]
[205049536,null,"TOSOT","HMSV-A-CB","TMVRF-48KUH","Mixed Ducted and Non-Ducted Indoor Units","Multiple combinations, check manufacturer compatibility",10.6,54000,38000]
[9128596,null,"TOSOT","HMSV-A-CB","TMVRF-48KUH","Ducted Indoor Units","Multiple combinations, check manufacturer compatibility",10.199999999999999,54000,38000]
[9128597,null,"TOSOT","HMSV-A-CB-O","TMVRF-48KUH","Non-Ducted Indoor Units","Multiple combinations, check manufacturer compatibility",11,54000,38000]
[205049534,null,"TOSOT","HMSV-A-CB","TMVRF-OC24KHP","Ducted Indoor Units","Multiple combinations, check manufacturer compatibility",10,28000,16500]
[205049535,null,"TOSOT","HMSV-A-CB-O","TMVRF-OC24KHP","Non-Ducted Indoor Units","Multiple combinations, check manufacturer compatibility",10,28000,16500]
[205082081,null,"TOSOT","HMSV-A-CB","TMVRF-OC28KHP","Ducted Indoor Units","Multiple combinations, check manufacturer compatibility",9,32000,19400]
[205048199,null,"TOSOT","HMSV-A-CB-O","TMVRF-OC28KHP","Non-Ducted Indoor Units","Multiple combinations, check manufacturer compatibility",10,32000,19400]
[9128590,null,"TOSOT","HMSV-A-CB-O","TMVRF-OC36KHP","Non-Ducted Indoor Units","Multiple combinations, check manufacturer compatibility",9,41500,24000]
[9128591,null,"TOSOT","HMSV-A-CB","TMVRF-OC36KHP","Ducted Indoor Units","Multiple combinations, check manufacturer compatibility",9,42000,25200]
[9128594,null,"TOSOT","HMSV-A-CB-O","TMVRF-OC48KHP","Non-Ducted Indoor Units","Multiple combinations, check manufacturer compatibility",9,52500,31600]
[9128595,null,"TOSOT","HMSV-A-CB","TMVRF-OC48KHP","Ducted Indoor Units","Multiple combinations, check manufacturer compatibility",9,52500,32000]
[10544537,null,"TOSOT","HRCU-A-CB","TU18H3O","Mini-Splits","TU18HFI",9.5,18800,10900]
[10544538,null,"TOSOT","HRCU-A-CB-O","TU18H3O","Mini-Splits","TU18HKI",9,18400,9900]
[10544539,null,"TOSOT","HRCU-A-CB-O","TU18H3O","Mini-Splits","TU18HTI",9.5,19100,10900]
[10609450,null,"TOSOT","HRCU-A-CB","TU24H3O","Mini-Splits","TU24HFI",10,27200,16700]
[10609451,null,"TOSOT","HRCU-A-CB-O","TU24H3O","Mini-Splits","TU24HKI",10,27200,15700]
[10609452,null,"TOSOT","HRCU-A-CB-O","TU24H3O","Mini-Splits","TU24HTI",10,27200,15700]
[10611567,null,"TOSOT","HRCU-A-CB","TU30H3O","Mini-Splits","TU30HFI",9,31200,16700]
[10611569,null,"TOSOT","HRCU-A-CB-O","TU30H3O","Mini-Splits","TU30HKI",9,31200,16700]
[10611571,null,"TOSOT","HRCU-A-CB-O","TU30H3O","Mini-Splits","TU30HTI",9,31200,18000]
[10616184,null,"TOSOT","HRCU-A-CB","TU36H3O","Mini-Splits","TU36HFI",9,41000,24600]
[10616185,null,"TOSOT","HRCU-A-CB","TU36H3O","Mini-Splits","TU36HKI",9,41000,23400]
[10616186,null,"TOSOT","HRCU-A-CB","TU36H3O","Mini-Splits","TU36HTI",9,41000,23400]
[201847088,null,"TOSOT","HRCU-A-CB","TU42H3O","Mini-Splits","TU42HFI",9,44000,24800]
[201847089,null,"TOSOT","HRCU-A-CB-O","TU42H3O","Mini-Splits","TU42HKI",9,44000,24400]
[201847090,null,"TOSOT","HRCU-A-CB-O","TU42H3O","Mini-Splits","TU42HTI",9,44000,24800]
[201847104,null,"TOSOT","HRCU-A-CB","TU48H3O","Mini-Splits","TU48HFI",9,54500,30600]
[201847105,null,"TOSOT","HRCU-A-CB-O","TU48H3O","Mini-Splits","TU48HKI",9,54500,27600]
[201847106,null,"TOSOT","HRCU-A-CB-O","TU48H3O","Mini-Splits","TU48HTI",9,54500,28600]
[205416004,null,"TOSOT","HRCU-A-CB","TUHD18ND3F1O","Mini-Splits","TFH18D3F3I",9,19100,12500]
[205416005,null,"TOSOT","HRCU-A-CB","TUHD24ND3F1O","Mini-Splits","TFH24D3F3I",9,27200,16500]
[205416006,null,"TOSOT","HRCU-A-CB","TUHD30ND3F1O","Mini-Splits","TFH30D3F3I",9,31200,17500]
[205416007,null,"TOSOT","HRCU-A-CB","TUHD36ND3F1O","Mini-Splits","TFH36D3F3I",9,41000,29400]
[205416008,null,"TOSOT","HRCU-A-CB","TUHD42ND3F1O","Mini-Splits","TFH42D3F3I",9,47000,28600]
[205416009,null,"TOSOT","HRCU-A-CB","TUHD48ND3F1O","Mini-Splits","TFH48D3F3I",9,51000,33000]
[10096641,null,"TOSOT","HRCU-A-CB-O","TW09HM1CID/O","Mini-Splits","TW09HM1CID/I",9.1999999999999993,9800,5500]
[205093065,null,"TOSOT","HRCU-A-CB-O","TW09HQ1B2DO","Mini-Splits","TW09HQ1B2DI",9,9500,5600]
[9108761,null,"TOSOT","HRCU-A-CB-O","TW09HQ1C2AO","Mini-Splits","TW09HQ1C2AI",9,9600,5400]
[10611526,null,"TOSOT","HRCU-A-CB-O","TW09HQ1C2AO(WIFI)","Mini-Splits","TW09HQ1C2AI(WIFI)",9,9600,5400]
[9108763,null,"TOSOT","HRCU-A-CB-O","TW09HQ1C2DO","Mini-Splits","TW09HQ1C2DI",9,9500,5600]
[10611661,null,"TOSOT","HRCU-A-CB-O","TW09HQ1C2DO(WIFI)","Mini-Splits","TW09HQ1C2DI(WIFI)",9,9500,5600]
[9853786,null,"TOSOT","HRCU-A-CB-O","TW09HQ1C8D/O","Mini-Splits","TW09HQ1C8D/I",9,9500,5600]
[10101955,null,"TOSOT","HRCU-A-CB-O","TW09HQ2A1DO","Mini-Splits","TW09HQ2A1DI",10.5,11000,6800]
[202126395,null,"TOSOT","HRCU-A-CB-O","TW09HQ2A3DO","Mini-Splits","TW09HQ2A3DI",10.5,11000,6800,"Yes"]
[9108743,null,"TOSOT","HRCU-A-CB-O","TW09HQ2C2AO","Mini-Splits","TW09HQ2C2AI",10.5,9900,6100]
[10611533,null,"TOSOT","HRCU-A-CB-O","TW09HQ2C2AO(WIFI)","Mini-Splits","TW09HQ2C2AI(WIFI)",10.5,9900,6100]
[9108745,null,"TOSOT","HRCU-A-CB-O","TW09HQ2C2DO","Mini-Splits","TW09HQ2C2DI",10.5,11000,6800,"Yes"]
[10611528,null,"TOSOT","HRCU-A-CB-O","TW09HQ2C2DO(WIFI)","Mini-Splits","TW09HQ2C2DI(WIFI)",9,13000,7600]
[205470398,null,"TOSOT","HRCU-A-CB-O","TW09HQ3C2AO","Mini-Splits","TW09HQ3C2AI",9,9500,5400]
[201759128,null,"TOSOT","HRCU-A-CB-O","TW09HQ3C2AO(WIFI)","Mini-Splits","TW09HQ3C2AI(WIFI)",9,9500,5400]
[201760719,null,"TOSOT","HRCU-A-CB-O","TW09HQ3C2DO(WIFI)","Mini-Splits","TW09HQ3C2DI(WIFI)",10.199999999999999,10000,5800]
[10062018,null,"TOSOT","HRCU-A-CB-O","TW09HQ3D6DO","Mini-Splits","TW09HQ3D6DI",15,9000,5600,"Yes"]
[205470399,null,"TOSOT","HRCU-A-CB-O","TW09HQ4C2DO","Mini-Splits","TW09HQ4C2DI",9,9500,5600]
[10096636,null,"TOSOT","HRCU-A-CB-O","TW12HM1CID/O","Mini-Splits","TW12HM1CID/I",9.1999999999999993,13000,7600]
[9110196,null,"TOSOT","HRCU-A-CB-O","TW12HQ1A5D/O","Mini-Splits","TW12HQ1A5D/I",9,13000,7700]
[205093067,null,"TOSOT","HRCU-A-CB-O","TW12HQ1B2DO","Mini-Splits","TW12HQ1B2DI",9,13000,7400]
[10580872,null,"TOSOT","HRCU-A-CB-O","TW12HQ1B8DO","Mini-Splits","TW12HQ1B8DI",9,13000,7700]
[9108762,null,"TOSOT","HRCU-A-CB-O","TW12HQ1C2AO","Mini-Splits","TW12HQ1C2AI",9,13000,7600]
[10611527,null,"TOSOT","HRCU-A-CB-O","TW12HQ1C2AO(WIFI)","Mini-Splits","TW12HQ1C2AI(WIFI)",9,13000,7600]
[9108764,null,"TOSOT","HRCU-A-CB-O","TW12HQ1C2DO","Mini-Splits","TW12HQ1C2DI",9,13000,7700]
[10611529,null,"TOSOT","HRCU-A-CB-O","TW12HQ1C2DO(WIFI)","Mini-Splits","TW12HQ1C2DI(WIFI)",9,13000,7700]
[9910430,null,"TOSOT","HRCU-A-CB-O","TW12HQ1C8D/O","Mini-Splits","TW12HQ1C8D/I",9,13000,7500]
[10101956,null,"TOSOT","HRCU-A-CB-O","TW12HQ2A1DO","Mini-Splits","TW12HQ2A1DI",11,13000,7100]
[202134392,null,"TOSOT","HRCU-A-CB-O","TW12HQ2A3DO","Mini-Splits","TW12HQ2A3DI",11,13000,7100,"Yes"]
[10581098,null,"TOSOT","HRCU-A-CB-O","TW12HQ2B8DO","Mini-Splits","TW12HQ2B8DI",11,13000,7100]
[9108744,null,"TOSOT","HRCU-A-CB-O","TW12HQ2C2AO","Mini-Splits","TW12HQ2C2AI",10.199999999999999,12200,6800]
[10611536,null,"TOSOT","HRCU-A-CB-O","TW12HQ2C2AO(WIFI)","Mini-Splits","TW12HQ2C2AI(WIFI)",10.199999999999999,13000,7600]
[9108746,null,"TOSOT","HRCU-A-CB-O","TW12HQ2C2DO","Mini-Splits","TW12HQ2C2DI",11,13000,7100,"Yes"]
[10611565,null,"TOSOT","HRCU-A-CB-O","TW12HQ2C2DO(WIFI)","Mini-Splits","TW12HQ2C2DI(WIFI)",11,13000,7700]
[205470400,null,"TOSOT","HRCU-A-CB-O","TW12HQ3C2AO","Mini-Splits","TW12HQ3C2AI",9,13000,7500]
[201760718,null,"TOSOT","HRCU-A-CB-O","TW12HQ3C2AO(WIFI)","Mini-Splits","TW12HQ3C2AI(WIFI)",9,13000,7500]
[201760720,null,"TOSOT","HRCU-A-CB-O","TW12HQ3C2DO(WIFI)","Mini-Splits","TW12HQ3C2DI(WIFI)",9,13000,7500]
[10062019,null,"TOSOT","HRCU-A-CB-O","TW12HQ3D6DO","Mini-Splits","TW12HQ3D6DI",14,12200,8100,"Yes"]
[205470401,null,"TOSOT","HRCU-A-CB-O","TW12HQ4C2DO","Mini-Splits","TW12HQ4C2DI",9,13000,7400]
[201849277,null,"TOSOT","HRCU-A-CB-O","TW18HM1C2DO","Mini-Splits","TW18HM1C2DI",9,19000,11500]
[10096638,null,"TOSOT","HRCU-A-CB-O","TW18HM1CID/O","Mini-Splits","TW18HM1CID/I",10,19800,12500]
[9110197,null,"TOSOT","HRCU-A-CB-O","TW18HQ1A5D/O","Mini-Splits","TW18HQ1A5D/I",9,19000,12000]
[10581097,null,"TOSOT","HRCU-A-CB-O","TW18HQ1B8DO","Mini-Splits","TW18HQ1B8DI",9,19000,12000]
[9108765,null,"TOSOT","HRCU-A-CB-O","TW18HQ1C2DO","Mini-Splits","TW18HQ1C2DI",9,19000,12000]
[10611530,null,"TOSOT","HRCU-A-CB-O","TW18HQ1C2DO(WIFI)","Mini-Splits","TW18HQ1C2DI(WIFI)",9,19000,12000]
[9910431,null,"TOSOT","HRCU-A-CB-O","TW18HQ1C8D/O","Mini-Splits","TW18HQ1C8D/I",9,19000,12000]
[10101957,null,"TOSOT","HRCU-A-CB-O","TW18HQ2A1DO","Mini-Splits","TW18HQ2A1DI",10.5,19800,12400]
[202134393,null,"TOSOT","HRCU-A-CB-O","TW18HQ2A3DO","Mini-Splits","TW18HQ2A3DI",10.5,19800,12400,"Yes"]
[10581099,null,"TOSOT","HRCU-A-CB-O","TW18HQ2B8DO","Mini-Splits","TW18HQ2B8DI",10.5,19800,12400]
[9108747,null,"TOSOT","HRCU-A-CB-O","TW18HQ2C2DO","Mini-Splits","TW18HQ2C2DI",10.5,19800,12400,"Yes"]
[10611566,null,"TOSOT","HRCU-A-CB-O","TW18HQ2C2DO(WIFI)","Mini-Splits","TW18HQ2C2DI(WIFI)",10.5,19800,12400]
[201760928,null,"TOSOT","HRCU-A-CB-O","TW18HQ3C2DO(WIFI)","Mini-Splits","TW18HQ3C2DI(WIFI)",9,19800,11300]
[10062020,null,"TOSOT","HRCU-A-CB-O","TW18HQ3D6DO","Mini-Splits","TW18HQ3D6DI",12,18000,14200,"Yes"]
[205470402,null,"TOSOT","HRCU-A-CB-O","TW18HQ4C2DO","Mini-Splits","TW18HQ4C2DI",9,18000,10300]
[10096639,null,"TOSOT","HRCU-A-CB-O","TW24HM1CID/O","Mini-Splits","TW24HM1CID/I",10,23000,14400]
[9110198,null,"TOSOT","HRCU-A-CB-O","TW24HQ1A5D/O","Mini-Splits","TW24HQ1A5D/I",9,23000,13500]
[205093064,null,"TOSOT","HRCU-A-CB-O","TW24HQ1B2DO","Mini-Splits","TW24HQ1B2DI",10,24000,15000]
[9108766,null,"TOSOT","HRCU-A-CB-O","TW24HQ1C2DO","Mini-Splits","TW24HQ1C2DI",9,23000,13500]
[10611662,null,"TOSOT","HRCU-A-CB-O","TW24HQ1C2DO(WIFI)","Mini-Splits","TW24HQ1C2DI(WIFI)",9,23000,13500]
[9910432,null,"TOSOT","HRCU-A-CB-O","TW24HQ1C8D/O","Mini-Splits","TW24HQ1C8D/I",9,23000,13500]
[10102139,null,"TOSOT","HRCU-A-CB-O","TW24HQ2A1DO","Mini-Splits","TW24HQ2A1DI",10,23000,14600]
[202134394,null,"TOSOT","HRCU-A-CB-O","TW24HQ2A3DO","Mini-Splits","TW24HQ2A3DI",10,23000,14600,"Yes"]
[9108748,null,"TOSOT","HRCU-A-CB-O","TW24HQ2C2DO","Mini-Splits","TW24HQ2C2DI",10,23000,14600,"Yes"]
[10611531,null,"TOSOT","HRCU-A-CB-O","TW24HQ2C2DO(WIFI)","Mini-Splits","TW24HQ2C2DI(WIFI)",9,23000,13500]
[201761397,null,"TOSOT","HRCU-A-CB-O","TW24HQ3C2DO(WIFI)","Mini-Splits","TW24HQ3C2DI(WIFI)",10,24000,16000]
[10062021,null,"TOSOT","HRCU-A-CB-O","TW24HQ3D6DO","Mini-Splits","TW24HQ3D6DI",12,24000,15500,"Yes"]
[205470403,null,"TOSOT","HRCU-A-CB-O","TW24HQ4C2DO","Mini-Splits","TW24HQ4C2DI",10,24000,15000]
[10102140,null,"TOSOT","HRCU-A-CB-O","TW30HQ2A3DO","Mini-Splits","TW30HQ2A3DI",9,28400,19200]
[9108750,null,"TOSOT","HRCU-A-CB-O","TW30HQ2B4DO","Mini-Splits","TW30HQ2B4DI",9,28400,19200]
[10611568,null,"TOSOT","HRCU-A-CB-O","TW30HQ2B4DO(WIFI)","Mini-Splits","TW30HQ2B4DI(WIFI)",9,28400,19200]
[204782633,null,"TOSOT","HRCU-A-CB-O","TW30HQ3B2DO","Mini-Splits","TW30HQ3B2DI",10.5,28800,28800]
[205470404,null,"TOSOT","HRCU-A-CB-O","TW30HQ4B4DO","Mini-Splits","TW30HQ4B4DI",9,30000,16000]
[10102503,null,"TOSOT","HRCU-A-CB-O","TW36HQ2A3DO","Mini-Splits","TW36HQ2A3DI",9,34600,20200]
[9108749,null,"TOSOT","HRCU-A-CB-O","TW36HQ2B4DO","Mini-Splits","TW36HQ2B4DI",9,34600,20200]
[10611570,null,"TOSOT","HRCU-A-CB-O","TW36HQ2B4DO(WIFI)","Mini-Splits","TW36HQ2B4DI(WIFI)",9,34600,20200]
[204782634,null,"TOSOT","HRCU-A-CB-O","TW36HQ3B2DO","Mini-Splits","TW36HQ3B2DI",10.5,34600,34600]
[205470405,null,"TOSOT","HRCU-A-CB-O","TW36HQ4B4DO","Mini-Splits","TW36HQ4B4DI",9,34600,22600]
[202839653,null,"TRANE","HRCU-A-CB-O","  4TXK2330A10N0**","Mini-Splits","  4MXW2330A10N0**",9,28400,19200]
[10477257,null,"TRANE","HRCU-A-CB-O","4TUK4512A10N0A","Mini-Splits","4MUW4512A10N0A",9.5,14000,9300]
[8412963,null,"TRANE","HRCU-A-CB","4TUK4518A10N0A","Mini-Splits","4MUD4518A10N0A",10.3,20000,13500]
[10619400,null,"TRANE","HRCU-A-CB","4TUK4518A10N0A","Mini-Splits","4MUM4518B10N0A",10,20000,13000]
[9920030,null,"TRANE","HRCU-A-CB-O","4TUK4518A10N0A","Mini-Splits","4MUS4518A10N0A",10,20000,11000]
[10477258,null,"TRANE","HRCU-A-CB-O","4TUK4518A10N0A","Mini-Splits","4MUW4518A10N0A",10,20000,11500]
[10619399,null,"TRANE","HRCU-A-CB","4TUK4524A10N0A","Mini-Splits","4MUD4524B10N0A",10.6,27000,17200]
[10619401,null,"TRANE","HRCU-A-CB","4TUK4524A10N0A","Mini-Splits","4MUM4524B10N0A",11.5,27000,19000]
[9920031,null,"TRANE","HRCU-A-CB-O","4TUK4524A10N0A","Mini-Splits","4MUS4524A10N0A",10,27000,16400]
[10477259,null,"TRANE","HRCU-A-CB-O","4TUK4524A10N0A","Mini-Splits","4MUW4524A10N0A",10.8,27000,16300]
[10619417,null,"TRANE","HRCU-A-CB","4TUK4530A10N0A","Mini-Splits","4MUM4530B10N0A",10.4,32000,20400]
[9920032,null,"TRANE","HRCU-A-CB-O","4TUK4530A10N0A","Mini-Splits","4MUS4530A10N0A",9.9,32000,20200]
[10477260,null,"TRANE","HRCU-A-CB-O","4TUK4530A10N0A","Mini-Splits","4MUW4530A10N0A",9.1999999999999993,32000,21000]
[10619418,null,"TRANE","HRCU-A-CB","4TUK4536A10N0A","Mini-Splits","4MUM4536B10N0A",10.199999999999999,40000,26000]
[9920033,null,"TRANE","HRCU-A-CB-O","4TUK4536A10N0A","Mini-Splits","4MUS4536A10N0A",9.6999999999999993,40000,24000]
[10477262,null,"TRANE","HRCU-A-CB-O","4TUK4536A10N0A","Mini-Splits","4MUW4536A10N0A",9.5,40000,25000]
[10619419,null,"TRANE","HRCU-A-CB","4TUK4542A10N0A","Mini-Splits","4MUM4542B10N0A",9.6,47000,29400]
[9920034,null,"TRANE","HRCU-A-CB-O","4TUK4542A10N0A","Mini-Splits","4MUS4542A10N0A",9.5,47000,29600]
[10619420,null,"TRANE","HRCU-A-CB","4TUK4548A10N0A","Mini-Splits","4MUM4548B10N0A",9.6999999999999993,53000,33400]
[9920035,null,"TRANE","HRCU-A-CB-O","4TUK4548A10N0A","Mini-Splits","4MUS4548A10N0A",9.5,53000,32400]
[10498913,null,"TRANE","HRCU-A-CB-O","4TUKN530A10N0A","Mini-Splits","4MUC4530A10N0A",10.1,32000,20800]
[10498919,null,"TRANE","HRCU-A-CB","4TUKN530A10N0A","Mini-Splits","4MUD4530B10N0A",10.1,32000,19000]
[10498917,null,"TRANE","HRCU-A-CB","4TUKN530A10N0A","Mini-Splits","4MUM4530B10N0A",10.6,32000,19000]
[10498914,null,"TRANE","HRCU-A-CB-O","4TUKN536A10N0A","Mini-Splits","4MUC4536A10N0A",10.4,40000,25000]
[10498920,null,"TRANE","HRCU-A-CB","4TUKN536A10N0A","Mini-Splits","4MUD4536B10N0A",10.4,40000,24400]
[10498918,null,"TRANE","HRCU-A-CB","4TUKN536A10N0A","Mini-Splits","4MUM4536B10N0A",10.4,40000,25000]
[8237497,null,"TRANE","HMSV-A-CB","4TVH0036C1000BA","Ducted Indoor Units","Multiple combinations, check manufacturer compatibility",9.6,40000,25000]
[8248033,null,"TRANE","HMSV-A-CB","4TVH0036C1000BA","Mixed Ducted and Non-Ducted Indoor Units","Multiple combinations, check manufacturer compatibility",9.1999999999999993,40000,25000]
[202327552,null,"TRANE","HMSV-A-CB","4TVH0036C1000CA","Mixed Ducted and Non-Ducted Indoor Units","Multiple combinations, check manufacturer compatibility",9.0500000000000007,40000,25000]
[202181200,null,"TRANE","HMSV-A-CB","4TVH0036C1000CA","Ducted Indoor Units","Multiple combinations, check manufacturer compatibility",9.1999999999999993,40000,25000]
[8245856,null,"TRANE","HMSV-A-CB","4TVH0048C1000BA","Mixed Ducted and Non-Ducted Indoor Units","Multiple combinations, check manufacturer compatibility",9.25,52500,34000]
[8248032,null,"TRANE","HMSV-A-CB","4TVH0048C1000BA","Ducted Indoor Units","Multiple combinations, check manufacturer compatibility",9.6,52500,34000]
[202327553,null,"TRANE","HMSV-A-CB","4TVH0048C1000CA","Mixed Ducted and Non-Ducted Indoor Units","Multiple combinations, check manufacturer compatibility",9.3000000000000007,52500,34000]
[202181202,null,"TRANE","HMSV-A-CB","4TVH0048C1000CA","Ducted Indoor Units","Multiple combinations, check manufacturer compatibility",9.6999999999999993,52500,34000]
[202181203,null,"TRANE","HMSV-A-CB","4TVH0060C1000CA","Non-Ducted Indoor Units","Multiple combinations, check manufacturer compatibility",9.9,66000,42000]
[202181204,null,"TRANE","HMSV-A-CB","4TVH0060C1000CA","Ducted Indoor Units","Multiple combinations, check manufacturer compatibility",9.8000000000000007,66000,42000]
[202327554,null,"TRANE","HMSV-A-CB","4TVH0060C1000CA","Mixed Ducted and Non-Ducted Indoor Units","Multiple combinations, check manufacturer compatibility",9.85,66000,42000]
[8858481,null,"TRANE","HRCU-A-CB-O","4TXK1609A10N0**","Mini-Splits","4MXW1609A10N0**",9,9500,5600]
[8858483,null,"TRANE","HRCU-A-CB-O","4TXK1612A10N0**","Mini-Splits","4MXW1612A10N0**",9,13000,7700]
[8858485,null,"TRANE","HRCU-A-CB-O","4TXK1618A10N0**","Mini-Splits","4MXW1618A10N0**",9,19000,12000]
[8858487,null,"TRANE","HRCU-A-CB-O","4TXK1624A10N0**","Mini-Splits","4MXW1624A10N0**",9,23000,13500]
[8935244,null,"TRANE","HRCU-A-CB-O","4TXK2212AL0N0**","Mini-Splits","4MXW2212AL0N0**",9.6,13000,7900]
[202541563,null,"TRANE","HRCU-A-CB-O","4TXK2309A10N0**","Mini-Splits","4MXW2309A10N0**",10.5,11000,6800,"Yes"]
[202635845,null,"TRANE","HRCU-A-CB-O","4TXK2312A10N0**","Mini-Splits","4MXW2312A10N0**",11,13000,7100,"Yes"]
[202703124,null,"TRANE","HRCU-A-CB-O","4TXK2318A10N0**","Mini-Splits","4MXW2318A10N0**",10.7,19800,12400,"Yes"]
[202703126,null,"TRANE","HRCU-A-CB-O","4TXK2324A10N0**","Mini-Splits","4MXW2324A10N0**",10.199999999999999,23000,14600,"Yes"]
[202704002,null,"TRANE","HRCU-A-CB-O","4TXK2336A10N0**","Mini-Splits","4MXW2336A10N0**",9.1999999999999993,34600,20200]
[7151531,null,"TRANE","HRCU-A-CB-O","4TXK2709A10N0AA","Mini-Splits","4MXW2709A10N0AA",10,9800,5800,"Yes"]
[7151533,null,"TRANE","HRCU-A-CB-O","4TXK2712A10N0AA","Mini-Splits","4MXW2712A10N0AA",10,13000,8000,"Yes"]
[202491256,null,"TRANE","HRCU-A-CB-O","4TXK2712A10N0AA","Mini-Splits","4MXW9512A1000AA",10,13000,8000]
[7151535,null,"TRANE","HRCU-A-CB-O","4TXK2718A10N0AA","Mini-Splits","4MXW2718A10N0AA",10,19000,12100,"Yes"]
[202491258,null,"TRANE","HRCU-A-CB-O","4TXK2718A10N0AA","Mini-Splits","4MXW9518A1000AA",10,19000,12100]
[7151537,null,"TRANE","HRCU-A-CB-O","4TXK2724A10N0AA","Mini-Splits","4MXW2724A10N0AA",10,25000,15300]
[204340354,null,"TRANE","HRCU-A-CB-O","4TXK3809B10NU**","Mini-Splits","4MXW3809B10NU**",15,9000,5600,"Yes"]
[9150123,null,"TRANE","HRCU-A-CB-O","4TXK3812A10NU**","Mini-Splits","4MXW3812A10NU**",14,12200,8100,"Yes"]
[9150125,null,"TRANE","HRCU-A-CB-O","4TXK3818A10NU**","Mini-Splits","4MXW3818A10NU**",12,18000,14200,"Yes"]
[9150127,null,"TRANE","HRCU-A-CB-O","4TXK3824A10NU**","Mini-Splits","4MXW3824A10NU**",12,24000,15500,"Yes"]
[10096648,null,"TRANE","HRCU-A-CB-O","4TXK8509A1000AA","Mini-Splits","4MXW8509A1000AA",9.8000000000000007,9500,5400]
[10096649,null,"TRANE","HRCU-A-CB-O","4TXK8509A10N0**","Mini-Splits","4MXW8509A10N0**",9.1999999999999993,9800,5500]
[7505758,null,"TRANE","HRCU-A-CB-O","4TXK8512A10N0**","Mini-Splits","4MXW8512A10N0**",9.1999999999999993,13000,7600]
[5537392,null,"TRANE","HRCU-A-CB-O","4TXK8512A10N0BA","Mini-Splits","4MXW8512A10N0BA",9.1999999999999993,13000,7600]
[7065154,null,"TRANE","HRCU-A-CB-O","4TXK8512A10N0CA","Mini-Splits","4MXW8512A10N0CA",9.1999999999999993,13000,7600]
[7505760,null,"TRANE","HRCU-A-CB-O","4TXK8518A10N0**","Mini-Splits","4MXW8518A10N0**",10,19800,12700]
[5537394,null,"TRANE","HRCU-A-CB-O","4TXK8518A10N0BA","Mini-Splits","4MXW8518A10N0BA",10,19800,12700]
[7065157,null,"TRANE","HRCU-A-CB-O","4TXK8518A10N0CA","Mini-Splits","4MXW8518A10N0CA",10,19800,12700]
[7505762,null,"TRANE","HRCU-A-CB-O","4TXK8524A10N0**","Mini-Splits","4MXW8524A10N0**",10,23000,15000]
[5537396,null,"TRANE","HRCU-A-CB-O","4TXK8524A10N0BA","Mini-Splits","4MXW8524A10N0BA",10,23000,15000]
[7065159,null,"TRANE","HRCU-A-CB-O","4TXK8524A10N0CA","Mini-Splits","4MXW8524A10N0CA",10,23000,15000]
[7063897,null,"TRANE","HRCU-A-CB-O","4TXK9509A1*00**","Mini-Splits","4MXW9509A1000**",10,9800,5800]
[7063898,null,"TRANE","HRCU-A-CB-O","4TXK9512A1*00**","Mini-Splits","4MXW9512A1000**",10,13000,8000]
[7063899,null,"TRANE","HRCU-A-CB-O","4TXK9518A1*00**","Mini-Splits","4MXW9518A1000**",10,19000,12100]
[7063900,null,"TRANE","HRCU-A-CB-O","4TXK9524A1*00**","Mini-Splits","4MXW9524A1000**",10,25000,15300]
[7151527,null,"TRANE","HMSV-A-CB","4TXM2136A1050AA","Non-Ducted Indoor Units","Multiple combinations, check manufacturer compatibility",10.199999999999999,42500,24800]
[7151529,null,"TRANE","HMSV-A-CB","4TXM2142A1050AA","Non-Ducted Indoor Units","Multiple combinations, check manufacturer compatibility",10.199999999999999,45000,29000]
[9045932,null,"TRANE","HMSV-A-CB","4TXM2218A12N0**","Non-Ducted Indoor Units","Multiple combinations, check manufacturer compatibility",10,19000,12800]
[9057064,null,"TRANE","HMSV-A-CB","4TXM2221A13N0**","Non-Ducted Indoor Units","Multiple combinations, check manufacturer compatibility",10.199999999999999,28000,16800]
[9045933,null,"TRANE","HMSV-A-CB","4TXM2224A14N0**","Non-Ducted Indoor Units","Multiple combinations, check manufacturer compatibility",10.5,31000,18000]
[9057065,null,"TRANE","HMSV-A-CB","4TXM2230A15N0**","Non-Ducted Indoor Units","Multiple combinations, check manufacturer compatibility",10.5,42000,27000]
[9045934,null,"TRANE","HMSV-A-CB","4TXM2236A15N0**","Non-Ducted Indoor Units","Multiple combinations, check manufacturer compatibility",10.5,43000,25000]
[9058675,null,"TRANE","HMSV-A-CB","4TXM2242A15N0**","Non-Ducted Indoor Units","Multiple combinations, check manufacturer compatibility",10.199999999999999,45000,29000]
[204340534,null,"TRANE","HRCU-A-CB-O","4TXM2318A12NU**","Non-Ducted Indoor Units","Multiple combinations, check manufacturer compatibility",10.5,21000,17000]
[204340536,null,"TRANE","HRCU-A-CB-O","4TXM2324A13NU**","Non-Ducted Indoor Units","Multiple combinations, check manufacturer compatibility",10.5,26000,17900]
[7631960,null,"TRANE","HRCU-A-CB-O","4TXU2018A10N0AA","Mini-Splits","4UXC2018A10N0AA",9,18400,9900]
[7631958,null,"TRANE","HRCU-A-CB","4TXU2018A10N0AA","Mini-Splits","4UXD2018A10N0AA",9.5,18800,10900]
[205013171,null,"TRANE","HRCU-A-CB","4TXU2018A10N0AA","Mini-Splits","4UXD2018A10N0AB",9.5,18800,10900]
[7631963,null,"TRANE","HRCU-A-CB-O","4TXU2018A10N0AA","Mini-Splits","4UXX2018A10N0AA",9.5,19100,10900]
[7631967,null,"TRANE","HRCU-A-CB-O","4TXU2024A10N0AA","Mini-Splits","4UXC2024A10N0AA",10,27200,15700]
[7631965,null,"TRANE","HRCU-A-CB","4TXU2024A10N0AA","Mini-Splits","4UXD2024A10N0AA",10,27200,16700]
[205013170,null,"TRANE","HRCU-A-CB","4TXU2024A10N0AA","Mini-Splits","4UXD2024A10N0AB",10,27200,16700]
[7631969,null,"TRANE","HRCU-A-CB-O","4TXU2024A10N0AA","Mini-Splits","4UXX2024A10N0AA",10,27200,15700]
[7631973,null,"TRANE","HRCU-A-CB-O","4TXU2030A10N0AA","Mini-Splits","4UXC2030A10N0AA",9,31200,16700]
[7631971,null,"TRANE","HRCU-A-CB","4TXU2030A10N0AA","Mini-Splits","4UXD2030A10N0AA",9,31200,16700]
[205013169,null,"TRANE","HRCU-A-CB","4TXU2030A10N0AA","Mini-Splits","4UXD2030A10N0AB",9,31200,16700]
[7631975,null,"TRANE","HRCU-A-CB-O","4TXU2030A10N0AA","Mini-Splits","4UXX2030A10N0AA",9,31200,18000]
[7631979,null,"TRANE","HRCU-A-CB-O","4TXU2036A10N0AA","Mini-Splits","4UXC2036A10N0AA",9,41000,23400]
[7631977,null,"TRANE","HRCU-A-CB","4TXU2036A10N0AA","Mini-Splits","4UXD2036A10N0AA",9,41000,24600]
[205013168,null,"TRANE","HRCU-A-CB","4TXU2036A10N0AA","Mini-Splits","4UXD2036A10N0AB",9,41000,24600]
[7631981,null,"TRANE","HRCU-A-CB-O","4TXU2036A10N0AA","Mini-Splits","4UXX2036A10N0AA",9,41000,23400]
[7631985,null,"TRANE","HRCU-A-CB-O","4TXU2042A10N0AA","Mini-Splits","4UXC2042A10N0AA",9,44000,24400]
[7631983,null,"TRANE","HRCU-A-CB","4TXU2042A10N0AA","Mini-Splits","4UXD2042A10N0AA",9,44000,24800]
[205013167,null,"TRANE","HRCU-A-CB","4TXU2042A10N0AA","Mini-Splits","4UXD2042A10N0AB",9,44000,24800]
[7631987,null,"TRANE","HRCU-A-CB-O","4TXU2042A10N0AA","Mini-Splits","4UXX2042A10N0AA",9,44000,24800]
[7631991,null,"TRANE","HRCU-A-CB-O","4TXU2048A10N0AA","Mini-Splits","4UXC2048A10N0AA",9,54500,27600]
[7631989,null,"TRANE","HRCU-A-CB","4TXU2048A10N0AA","Mini-Splits","4UXD2048A10N0AA",9,54500,30600]
[205013166,null,"TRANE","HRCU-A-CB","4TXU2048A10N0AA","Mini-Splits","4UXD2048A10N0AB",9,54500,30600]
[7631993,null,"TRANE","HRCU-A-CB-O","4TXU2048A10N0AA","Mini-Splits","4UXX2048A10N0AA",9,54500,28600]
[202373709,null,"Trane / Mitsubishi Electric","HMSV-A-CB","NTXMMX20A122A*","Ducted Indoor Units","Multiple combinations, check manufacturer compatibility",9.3000000000000007,22000,12500,"Yes"]
[202392004,null,"Trane / Mitsubishi Electric","HMSV-A-CB","NTXMMX20A122A*","Mixed Ducted and Non-Ducted Indoor Units","Multiple combinations, check manufacturer compatibility",9.65,22000,13000,"Yes"]
[202373742,null,"Trane / Mitsubishi Electric","HMSV-A-CB-O","NTXMMX20A122A*","Non-Ducted Indoor Units","Multiple combinations, check manufacturer compatibility",10,22000,13500,"Yes"]
[202354898,null,"Trane / Mitsubishi Electric","HMSV-A-CB","NTXMMX24A132A*","Ducted Indoor Units","Multiple combinations, check manufacturer compatibility",9.1999999999999993,24600,14000,"Yes"]
[202354899,null,"Trane / Mitsubishi Electric","HMSV-A-CB-O","NTXMMX24A132A*","Non-Ducted Indoor Units","Multiple combinations, check manufacturer compatibility",9.8000000000000007,25000,14000]
[202366329,null,"Trane / Mitsubishi Electric","HMSV-A-CB","NTXMMX24A132A*","Mixed Ducted and Non-Ducted Indoor Units","Multiple combinations, check manufacturer compatibility",9.5,24800,14000,"Yes"]
[202354900,null,"Trane / Mitsubishi Electric","HMSV-A-CB","NTXMMX30A132A*","Ducted Indoor Units","Multiple combinations, check manufacturer compatibility",9.6,27600,15100,"Yes"]
[202354901,null,"Trane / Mitsubishi Electric","HMSV-A-CB-O","NTXMMX30A132A*","Non-Ducted Indoor Units","Multiple combinations, check manufacturer compatibility",10.6,28600,16000,"Yes"]
[202366330,null,"Trane / Mitsubishi Electric","HMSV-A-CB","NTXMMX30A132A*","Mixed Ducted and Non-Ducted Indoor Units","Multiple combinations, check manufacturer compatibility",10.1,28000,15550,"Yes"]
[202354902,null,"Trane / Mitsubishi Electric","HMSV-A-CB","NTXMMX36A142A*","Ducted Indoor Units","Multiple combinations, check manufacturer compatibility",9.8000000000000007,34400,20200,"Yes"]
[202354903,null,"Trane / Mitsubishi Electric","HMSV-A-CB-O","NTXMMX36A142A*","Non-Ducted Indoor Units","Multiple combinations, check manufacturer compatibility",11,36000,22200,"Yes"]
[202366331,null,"Trane / Mitsubishi Electric","HMSV-A-CB","NTXMMX36A142A*","Mixed Ducted and Non-Ducted Indoor Units","Multiple combinations, check manufacturer compatibility",10.4,35200,21200,"Yes"]
[202373711,null,"Trane / Mitsubishi Electric","HMSV-A-CB","NTXMMX42A152A*","Ducted Indoor Units","Multiple combinations, check manufacturer compatibility",9.1,41000,23000]
[202392008,null,"Trane / Mitsubishi Electric","HMSV-A-CB","NTXMMX42A152A*","Mixed Ducted and Non-Ducted Indoor Units","Multiple combinations, check manufacturer compatibility",9.6999999999999993,43000,23700]
[202373744,null,"Trane / Mitsubishi Electric","HMSV-A-CB-O","NTXMMX42A152A*","Non-Ducted Indoor Units","Multiple combinations, check manufacturer compatibility",10.3,45000,24400]
[202392012,null,"Trane / Mitsubishi Electric","HMSV-A-CB","NTXMMX48A182A*","Mixed Ducted and Non-Ducted Indoor Units","Multiple combinations, check manufacturer compatibility",10.75,54000,34000,"Yes"]
[202373713,null,"Trane / Mitsubishi Electric","HMSV-A-CB","NTXMMX48A182A*","Ducted Indoor Units","Multiple combinations, check manufacturer compatibility",10.1,54000,35000]
[202373746,null,"Trane / Mitsubishi Electric","HMSV-A-CB-O","NTXMMX48A182A*","Non-Ducted Indoor Units","Multiple combinations, check manufacturer compatibility",11.4,54000,33000,"Yes"]
[204926527,null,"Trane / Mitsubishi Electric","HMSV-A-CB","NTXMMX48A182B*","Mixed Ducted and Non-Ducted Indoor Units","Multiple combinations, check manufacturer compatibility",10.8,54000,33000]
[204834252,null,"Trane / Mitsubishi Electric","HMSV-A-CB-O","NTXMMX48A182B*","Non-Ducted Indoor Units","Multiple combinations, check manufacturer compatibility",11.5,54000,33000]
[204834253,null,"Trane / Mitsubishi Electric","HMSV-A-CB","NTXMMX48A182B*","Ducted Indoor Units","Multiple combinations, check manufacturer compatibility",10.1,54000,33000]
[202373748,null,"Trane / Mitsubishi Electric","HMSV-A-CB-O","NTXMMX60A182A*","Non-Ducted Indoor Units","Multiple combinations, check manufacturer compatibility",10.5,65000,41500,"Yes"]
[202392016,null,"Trane / Mitsubishi Electric","HMSV-A-CB","NTXMMX60A182A*","Mixed Ducted and Non-Ducted Indoor Units","Multiple combinations, check manufacturer compatibility",10.25,65000,41000]
[202373715,null,"Trane / Mitsubishi Electric","HMSV-A-CB","NTXMMX60A182A*","Ducted Indoor Units","Multiple combinations, check manufacturer compatibility",10,65000,40500]
[204926529,null,"Trane / Mitsubishi Electric","HMSV-A-CB","NTXMMX60A182B*","Mixed Ducted and Non-Ducted Indoor Units","Multiple combinations, check manufacturer compatibility",10.7,66000,41000]
[204834287,null,"Trane / Mitsubishi Electric","HMSV-A-CB-O","NTXMMX60A182B*","Non-Ducted Indoor Units","Multiple combinations, check manufacturer compatibility",10.7,66000,41500]
[204834257,null,"Trane / Mitsubishi Electric","HMSV-A-CB","NTXMMX60A182B*","Ducted Indoor Units","Multiple combinations, check manufacturer compatibility",10.7,66000,40500]
[202373710,null,"Trane / Mitsubishi Electric","HMSV-A-CB","NTXMPH20A122A*","Ducted Indoor Units","Multiple combinations, check manufacturer compatibility",9.5,22000,13700,"Yes"]
[202392006,null,"Trane / Mitsubishi Electric","HMSV-A-CB","NTXMPH20A122A*","Mixed Ducted and Non-Ducted Indoor Units","Multiple combinations, check manufacturer compatibility",9.65,22000,13700,"Yes"]
[202373743,null,"Trane / Mitsubishi Electric","HMSV-A-CB-O","NTXMPH20A122A*","Non-Ducted Indoor Units","Multiple combinations, check manufacturer compatibility",9.8000000000000007,22000,13700]
[202732310,null,"Trane / Mitsubishi Electric","HMSV-A-CB","NTXMPH20A122AA","Specific","NTXWPH09A112AANTXWPH09A112AA",10.1,22000,13000]
[202354904,null,"Trane / Mitsubishi Electric","HMSV-A-CB","NTXMPH24A132A*","Ducted Indoor Units","Multiple combinations, check manufacturer compatibility",9,24600,14000,"Yes"]
[202354905,null,"Trane / Mitsubishi Electric","HMSV-A-CB-O","NTXMPH24A132A*","Non-Ducted Indoor Units","Multiple combinations, check manufacturer compatibility",10,25000,14000,"Yes"]
[202366332,null,"Trane / Mitsubishi Electric","HMSV-A-CB","NTXMPH24A132A*","Mixed Ducted and Non-Ducted Indoor Units","Multiple combinations, check manufacturer compatibility",9.5,24800,14000,"Yes"]
[202354906,null,"Trane / Mitsubishi Electric","HMSV-A-CB","NTXMPH30A132A*","Ducted Indoor Units","Multiple combinations, check manufacturer compatibility",9.8000000000000007,27600,16500]
[202354907,null,"Trane / Mitsubishi Electric","HMSV-A-CB-O","NTXMPH30A132A*","Non-Ducted Indoor Units","Multiple combinations, check manufacturer compatibility",11,28600,18000,"Yes"]
[202366333,null,"Trane / Mitsubishi Electric","HMSV-A-CB","NTXMPH30A132A*","Mixed Ducted and Non-Ducted Indoor Units","Multiple combinations, check manufacturer compatibility",10.4,28000,17250]
[202354908,null,"Trane / Mitsubishi Electric","HMSV-A-CB","NTXMPH36A142A*","Ducted Indoor Units","Multiple combinations, check manufacturer compatibility",10.1,45000,36000,"Yes"]
[202354909,null,"Trane / Mitsubishi Electric","HMSV-A-CB-O","NTXMPH36A142A*","Non-Ducted Indoor Units","Multiple combinations, check manufacturer compatibility",11.3,45000,34000,"Yes"]
[202366334,null,"Trane / Mitsubishi Electric","HMSV-A-CB","NTXMPH36A142A*","Mixed Ducted and Non-Ducted Indoor Units","Multiple combinations, check manufacturer compatibility",10.7,45000,35000,"Yes"]
[204834284,null,"Trane / Mitsubishi Electric","HMSV-A-CB-O","NTXMPH36A142B*","Non-Ducted Indoor Units","Multiple combinations, check manufacturer compatibility",11.3,45000,30000]
[204834285,null,"Trane / Mitsubishi Electric","HMSV-A-CB","NTXMPH36A142B*","Ducted Indoor Units","Multiple combinations, check manufacturer compatibility",11,45000,34000]
[204926530,null,"Trane / Mitsubishi Electric","HMSV-A-CB","NTXMPH36A142B*","Mixed Ducted and Non-Ducted Indoor Units","Multiple combinations, check manufacturer compatibility",11.15,45000,32000]
[202373712,null,"Trane / Mitsubishi Electric","HMSV-A-CB","NTXMPH42A152A*","Ducted Indoor Units","Multiple combinations, check manufacturer compatibility",10.1,48000,36600,"Yes"]
[202392010,null,"Trane / Mitsubishi Electric","HMSV-A-CB","NTXMPH42A152A*","Mixed Ducted and Non-Ducted Indoor Units","Multiple combinations, check manufacturer compatibility",10.55,48000,36200,"Yes"]
[202373745,null,"Trane / Mitsubishi Electric","HMSV-A-CB-O","NTXMPH42A152A*","Non-Ducted Indoor Units","Multiple combinations, check manufacturer compatibility",11,48000,35800,"Yes"]
[204834286,null,"Trane / Mitsubishi Electric","HMSV-A-CB-O","NTXMPH42A152B*","Non-Ducted Indoor Units","Multiple combinations, check manufacturer compatibility",11,48000,32000]
[204834254,null,"Trane / Mitsubishi Electric","HMSV-A-CB","NTXMPH42A152B*","Ducted Indoor Units","Multiple combinations, check manufacturer compatibility",10.6,48000,36000]
[204926532,null,"Trane / Mitsubishi Electric","HMSV-A-CB","NTXMPH42A152B*","Mixed Ducted and Non-Ducted Indoor Units","Multiple combinations, check manufacturer compatibility",10.8,48000,34000]
[202373747,null,"Trane / Mitsubishi Electric","HMSV-A-CB-O","NTXMPH48A182A*","Non-Ducted Indoor Units","Multiple combinations, check manufacturer compatibility",11,54000,40000,"Yes"]
[202392014,null,"Trane / Mitsubishi Electric","HMSV-A-CB","NTXMPH48A182A*","Mixed Ducted and Non-Ducted Indoor Units","Multiple combinations, check manufacturer compatibility",10.5,54000,41500,"Yes"]
[202373714,null,"Trane / Mitsubishi Electric","HMSV-A-CB","NTXMPH48A182A*","Ducted Indoor Units","Multiple combinations, check manufacturer compatibility",10,54000,43000]
[204834255,null,"Trane / Mitsubishi Electric","HMSV-A-CB-O","NTXMPH48A182B*","Non-Ducted Indoor Units","Multiple combinations, check manufacturer compatibility",11.5,54000,38000]
[204834256,null,"Trane / Mitsubishi Electric","HMSV-A-CB","NTXMPH48A182B*","Ducted Indoor Units","Multiple combinations, check manufacturer compatibility",10.1,54000,38000]
[204926534,null,"Trane / Mitsubishi Electric","HMSV-A-CB","NTXMPH48A182B*","Mixed Ducted and Non-Ducted Indoor Units","Multiple combinations, check manufacturer compatibility",10.8,54000,38000]
[204793339,null,"Trane / Mitsubishi Electric","HRCU-A-CB-O","NTXSKH09A112AA","Mini-Splits","NTXCKS09A112AA",10,11000,6300]
[204793338,null,"Trane / Mitsubishi Electric","HRCU-A-CB","NTXSKH09A112AA","Mini-Splits","NTXDKS09A112AA",9.8000000000000007,12500,8700]
[204793341,null,"Trane / Mitsubishi Electric","HRCU-A-CB-O","NTXSKH09A112AA","Mini-Splits","NTXUKS09A112AA",11,12000,6600]
[204793340,null,"Trane / Mitsubishi Electric","HRCU-A-CB","NTXSKH09A112AA","Mini-Splits","TPEADA0091AA70A",10.8,12000,6800]
[204793345,null,"Trane / Mitsubishi Electric","HRCU-A-CB","NTXSKH12A112AA","Mini-Splits","NTXAMT12A112AA",10.199999999999999,15000,8900]
[204793343,null,"Trane / Mitsubishi Electric","HRCU-A-CB-O","NTXSKH12A112AA","Mini-Splits","NTXCKS12A112AA",10,13800,8300]
[204793342,null,"Trane / Mitsubishi Electric","HRCU-A-CB","NTXSKH12A112AA","Mini-Splits","NTXDKS12A112AA",10.199999999999999,15000,9000]
[204793346,null,"Trane / Mitsubishi Electric","HRCU-A-CB-O","NTXSKH12A112AA","Mini-Splits","NTXUKS12A112AA",10.199999999999999,15000,9100]
[204793344,null,"Trane / Mitsubishi Electric","HRCU-A-CB","NTXSKH12A112AA","Mini-Splits","TPEADA0121AA70A",11,15000,9000]
[204793348,null,"Trane / Mitsubishi Electric","HRCU-A-CB-O","NTXSKH15A112AA","Mini-Splits","NTXCKS15A112AA",9,16400,9700]
[204793347,null,"Trane / Mitsubishi Electric","HRCU-A-CB","NTXSKH15A112AA","Mini-Splits","NTXDKS15A112AA",9.5,18000,12200]
[204793349,null,"Trane / Mitsubishi Electric","HRCU-A-CB","NTXSKH15A112AA","Mini-Splits","TPEADA0151AA70A",9.9,18000,11700]
[204793353,null,"Trane / Mitsubishi Electric","HRCU-A-CB","NTXSKH18A112AA","Mini-Splits","NTXAMT18A112AA",10.4,21600,14300]
[204793351,null,"Trane / Mitsubishi Electric","HRCU-A-CB-O","NTXSKH18A112AA","Mini-Splits","NTXCKS18A112AA",9.4,18800,12100]
[204793350,null,"Trane / Mitsubishi Electric","HRCU-A-CB","NTXSKH18A112AA","Mini-Splits","NTXDKS18A112AA",10.9,21600,14200]
[204793354,null,"Trane / Mitsubishi Electric","HRCU-A-CB-O","NTXSKH18A112AA","Mini-Splits","NTXUKS18A112AA",10,18600,11800]
[204793352,null,"Trane / Mitsubishi Electric","HRCU-A-CB","NTXSKH18A112AA","Mini-Splits","TPEADA0181AA70A",10.8,21600,14200]
[204629538,null,"Trane / Mitsubishi Electric","HRCU-A-CB","NTXSKS09A112A*","Mini-Splits","PEAD-A09AA7",12.6,12000,7600]
[202392213,null,"Trane / Mitsubishi Electric","HRCU-A-CB-O","NTXSKS09A112AA","Mini-Splits","NTXCKS09A112AA",12.2,11000,6900,"Yes"]
[202392207,null,"Trane / Mitsubishi Electric","HRCU-A-CB","NTXSKS09A112AA","Mini-Splits","NTXDKS09A112AA",11,12000,7600,"Yes"]
[202392209,null,"Trane / Mitsubishi Electric","HRCU-A-CB-O","NTXSKS09A112AA","Mini-Splits","NTXUKS09A112AA",13.3,12000,7700,"Yes"]
[202392211,null,"Trane / Mitsubishi Electric","HRCU-A-CB","NTXSKS09A112AA","Mini-Splits","PEAD-A09AA",12.6,12000,7600,"Yes"]
[204629539,null,"Trane / Mitsubishi Electric","HRCU-A-CB","NTXSKS12A112A*","Mini-Splits","PEAD-A12AA7",13,15000,9900]
[202392223,null,"Trane / Mitsubishi Electric","HRCU-A-CB","NTXSKS12A112AA","Mini-Splits","NTXAMT12A112AA",12.1,15000,9900,"Yes"]
[202392221,null,"Trane / Mitsubishi Electric","HRCU-A-CB-O","NTXSKS12A112AA","Mini-Splits","NTXCKS12A112AA",11.4,13000,8900,"Yes"]
[202392217,null,"Trane / Mitsubishi Electric","HRCU-A-CB","NTXSKS12A112AA","Mini-Splits","NTXDKS12A112AA",12.4,15000,10000,"Yes"]
[202392219,null,"Trane / Mitsubishi Electric","HRCU-A-CB-O","NTXSKS12A112AA","Mini-Splits","NTXUKS12A112AA",12.1,15400,9900,"Yes"]
[202392215,null,"Trane / Mitsubishi Electric","HRCU-A-CB","NTXSKS12A112AA","Mini-Splits","PEAD-A12AA",13,15000,9900,"Yes"]
[204629540,null,"Trane / Mitsubishi Electric","HRCU-A-CB","NTXSKS15A112A*","Mini-Splits","PEAD-A15AA7",11.6,18000,11300]
[202392229,null,"Trane / Mitsubishi Electric","HRCU-A-CB-O","NTXSKS15A112AA","Mini-Splits","NTXCKS15A112AA",11.2,18000,11900,"Yes"]
[202392225,null,"Trane / Mitsubishi Electric","HRCU-A-CB","NTXSKS15A112AA","Mini-Splits","NTXDKS15A112AA",11.4,18000,11700,"Yes"]
[202392227,null,"Trane / Mitsubishi Electric","HRCU-A-CB","NTXSKS15A112AA","Mini-Splits","PEAD-A15AA",11.6,18000,11300,"Yes"]
[204629541,null,"Trane / Mitsubishi Electric","HRCU-A-CB","NTXSKS18A112A*","Mini-Splits","PEAD-A18AA7",12.9,21600,14000]
[202392239,null,"Trane / Mitsubishi Electric","HRCU-A-CB","NTXSKS18A112AA","Mini-Splits","NTXAMT18A112AA",12.6,21600,14000,"Yes"]
[202392237,null,"Trane / Mitsubishi Electric","HRCU-A-CB-O","NTXSKS18A112AA","Mini-Splits","NTXCKS18A112AA",11.6,19700,12900,"Yes"]
[202392231,null,"Trane / Mitsubishi Electric","HRCU-A-CB","NTXSKS18A112AA","Mini-Splits","NTXDKS18A112AA",13.1,21600,13900,"Yes"]
[202392233,null,"Trane / Mitsubishi Electric","HRCU-A-CB-O","NTXSKS18A112AA","Mini-Splits","NTXUKS18A112AA",12.4,20000,13100,"Yes"]
[202392235,null,"Trane / Mitsubishi Electric","HRCU-A-CB","NTXSKS18A112AA","Mini-Splits","PEAD-A18AA",12.9,21600,14000]
[204629542,null,"Trane / Mitsubishi Electric","HRCU-A-CB","NTXSKS24A112A*","Mini-Splits","PEAD-A24AA7",11.2,25000,15000]
[202392243,null,"Trane / Mitsubishi Electric","HRCU-A-CB","NTXSKS24A112AA","Mini-Splits","NTXAMT24A112AA",10.4,25000,14600]
[202392241,null,"Trane / Mitsubishi Electric","HRCU-A-CB","NTXSKS24A112AA","Mini-Splits","PEAD-A24AA",11.2,25000,15000]
[204629543,null,"Trane / Mitsubishi Electric","HRCU-A-CB","NTXSKS30A112A*","Mini-Splits","PEAD-A30AA7",12.6,30000,22400]
[202392247,null,"Trane / Mitsubishi Electric","HRCU-A-CB","NTXSKS30A112AA","Mini-Splits","NTXAMT30A112AA",13.6,30000,21400]
[202392245,null,"Trane / Mitsubishi Electric","HRCU-A-CB","NTXSKS30A112AA","Mini-Splits","PEAD-A30AA",12.6,30000,22400]
[204629544,null,"Trane / Mitsubishi Electric","HRCU-A-CB","NTXSKS36A112A*","Mini-Splits","PEAD-A36AA7",11.6,33400,23000]
[202392251,null,"Trane / Mitsubishi Electric","HRCU-A-CB","NTXSKS36A112AA","Mini-Splits","NTXAMT36A112AA",11.7,33400,23200]
[202392249,null,"Trane / Mitsubishi Electric","HRCU-A-CB","NTXSKS36A112AA","Mini-Splits","PEAD-A36AA",11.6,33400,23000]
[202397887,null,"Trane / Mitsubishi Electric","HRCU-A-CB-O","NTXSMT09A111AA","Mini-Splits","NTXWMT09A111AA",9,10900,6700]
[202373737,null,"Trane / Mitsubishi Electric","HRCU-A-CB-O","NTXSMT09A112A*","Mini-Splits","NTXWMT09A112A*",10,10900,6700,"Yes"]
[202397888,null,"Trane / Mitsubishi Electric","HRCU-A-CB-O","NTXSMT12A111AA","Mini-Splits","NTXWMT12A111AA",9,12200,7600]
[202373738,null,"Trane / Mitsubishi Electric","HRCU-A-CB-O","NTXSMT12A112A*","Mini-Splits","NTXWMT12A112A*",10,12200,7600,"Yes"]
[202373739,null,"Trane / Mitsubishi Electric","HRCU-A-CB-O","NTXSMT15A112A*","Mini-Splits","NTXWMT15A112A*",10,18000,11500,"Yes"]
[202373740,null,"Trane / Mitsubishi Electric","HRCU-A-CB-O","NTXSMT18A112A*","Mini-Splits","NTXWMT18A112A*",10,18000,11500,"Yes"]
[202373741,null,"Trane / Mitsubishi Electric","HRCU-A-CB-O","NTXSMT24A112A*","Mini-Splits","NTXWMT24A112A*",10,26000,18500,"Yes"]
[202373723,null,"Trane / Mitsubishi Electric","HRCU-A-CB-O","NTXSPB06A112A*","Mini-Splits","NTXWPH06A112A*",12.5,8700,5900,"Yes"]
[202373725,null,"Trane / Mitsubishi Electric","HRCU-A-CB-O","NTXSPB09A112A*","Mini-Splits","NTXWPH09A112A*",12.5,10900,6700,"Yes"]
[202373727,null,"Trane / Mitsubishi Electric","HRCU-A-CB-O","NTXSPB12A112A*","Mini-Splits","NTXWPH12A112A*",11.5,13600,8100,"Yes"]
[202373729,null,"Trane / Mitsubishi Electric","HRCU-A-CB-O","NTXSPB15A112A*","Mini-Splits","NTXWPH15A112A*",11,18000,11000,"Yes"]
[202373731,null,"Trane / Mitsubishi Electric","HRCU-A-CB-O","NTXSPB18A112A*","Mini-Splits","NTXWPH18A112A*",11,20200,13700,"Yes"]
[202373716,null,"Trane / Mitsubishi Electric","HRCU-A-CB-O","NTXSPF09A112A*","Mini-Splits","NTXFKS09A112A*",13,11000,7500,"Yes"]
[202373717,null,"Trane / Mitsubishi Electric","HRCU-A-CB-O","NTXSPF12A112A*","Mini-Splits","NTXFKS12A112A*",12,13000,8800,"Yes"]
[202373718,null,"Trane / Mitsubishi Electric","HRCU-A-CB-O","NTXSPF15A112A*","Mini-Splits","NTXFKS15A112A*",11.6,18000,12000,"Yes"]
[202373719,null,"Trane / Mitsubishi Electric","HRCU-A-CB-O","NTXSPF18A112A*","Mini-Splits","NTXFKS18A112A*",11.3,21000,12800,"Yes"]
[202373722,null,"Trane / Mitsubishi Electric","HRCU-A-CB-O","NTXSPH06A112A*","Mini-Splits","NTXWPH06A112A*",13.5,8700,5900,"Yes"]
[202373724,null,"Trane / Mitsubishi Electric","HRCU-A-CB-O","NTXSPH09A112A*","Mini-Splits","NTXWPH09A112A*",13.5,10900,6700,"Yes"]
[202373726,null,"Trane / Mitsubishi Electric","HRCU-A-CB-O","NTXSPH12A112A*","Mini-Splits","NTXWPH12A112A*",12.5,13600,8100,"Yes"]
[202373728,null,"Trane / Mitsubishi Electric","HRCU-A-CB-O","NTXSPH15A112A*","Mini-Splits","NTXWPH15A112A*",12,18000,11000,"Yes"]
[202373730,null,"Trane / Mitsubishi Electric","HRCU-A-CB-O","NTXSPH18A112A*","Mini-Splits","NTXWPH18A112A*",12,20200,13700,"Yes"]
[202373732,null,"Trane / Mitsubishi Electric","HRCU-A-CB-O","NTXSST09A112A*","Mini-Splits","NTXWST09A112A*",12.8,10900,6700,"Yes"]
[202373733,null,"Trane / Mitsubishi Electric","HRCU-A-CB-O","NTXSST12A112A*","Mini-Splits","NTXWST12A112A*",12.5,14400,9200,"Yes"]
[202373734,null,"Trane / Mitsubishi Electric","HRCU-A-CB-O","NTXSST15A112A*","Mini-Splits","NTXWST15A112A*",11.7,18000,12100,"Yes"]
[202373735,null,"Trane / Mitsubishi Electric","HRCU-A-CB-O","NTXSST18A112A*","Mini-Splits","NTXWST18A112A*",11.2,21600,13800,"Yes"]
[202373736,null,"Trane / Mitsubishi Electric","HRCU-A-CB-O","NTXSST24A112A*","Mini-Splits","NTXWST24A112A*",10,27600,16000,"Yes"]
[204813311,null,"Trane / Mitsubishi Electric","HRCU-A-CB","TRUZA0121KA70B*","Mini-Splits","TPEADA0121AA70A",10.199999999999999,14000,8700]
[204795680,null,"Trane / Mitsubishi Electric","HRCU-A-CB-O","TRUZA0121KA70B*","Mini-Splits","TPKA0A0121HA70A",10.199999999999999,14000,9200]
[204813315,null,"Trane / Mitsubishi Electric","HRCU-A-CB-O","TRUZA0121KA70B*","Mini-Splits","TPLA0A0121EA70A",12.8,14000,10100]
[204813328,null,"Trane / Mitsubishi Electric","HRCU-A-CB","TRUZA0121KA70B*","Mini-Splits","TPVA0A0121AA70A",10.3,14000,9900]
[204813313,null,"Trane / Mitsubishi Electric","HRCU-A-CB","TRUZA0121KA70N*","Mini-Splits","TPEADA0121AA70A",10.199999999999999,14000,8700]
[204795681,null,"Trane / Mitsubishi Electric","HRCU-A-CB-O","TRUZA0121KA70N*","Mini-Splits","TPKA0A0121HA70A",10.199999999999999,14000,9200]
[204813316,null,"Trane / Mitsubishi Electric","HRCU-A-CB-O","TRUZA0121KA70N*","Mini-Splits","TPLA0A0121EA70A",12.8,14000,10100]
[204813330,null,"Trane / Mitsubishi Electric","HRCU-A-CB","TRUZA0121KA70N*","Mini-Splits","TPVA0A0121AA70A",10.3,14000,9900]
[204795670,null,"Trane / Mitsubishi Electric","HRCU-A-CB","TRUZA0181KA70B*","Mini-Splits","TPEADA0181AA70A",10.199999999999999,19000,11000]
[204795682,null,"Trane / Mitsubishi Electric","HRCU-A-CB-O","TRUZA0181KA70B*","Mini-Splits","TPKA0A0181HA70A",10.199999999999999,19000,11300]
[204813318,null,"Trane / Mitsubishi Electric","HRCU-A-CB-O","TRUZA0181KA70B*","Mini-Splits","TPLA0A0181EA70A",11,19000,11000]
[204795694,null,"Trane / Mitsubishi Electric","HRCU-A-CB","TRUZA0181KA70B*","Mini-Splits","TPVA0A0181AA70A",10.4,19000,12000]
[204795671,null,"Trane / Mitsubishi Electric","HRCU-A-CB","TRUZA0181KA70N*","Mini-Splits","TPEADA0181AA70A",10.199999999999999,19000,11000]
[204795683,null,"Trane / Mitsubishi Electric","HRCU-A-CB-O","TRUZA0181KA70N*","Mini-Splits","TPKA0A0181HA70A",10.199999999999999,19000,11300]
[204813320,null,"Trane / Mitsubishi Electric","HRCU-A-CB-O","TRUZA0181KA70N*","Mini-Splits","TPLA0A0181EA70A",11,19000,11000]
[204795695,null,"Trane / Mitsubishi Electric","HRCU-A-CB","TRUZA0181KA70N*","Mini-Splits","TPVA0A0181AA70A",10.4,19000,12000]
[204795662,null,"Trane / Mitsubishi Electric","HRCU-A-CB-O","TRUZA0241HA70B*","Mini-Splits","TPCA0A0241KA70A",10.8,26000,15400]
[204795672,null,"Trane / Mitsubishi Electric","HRCU-A-CB","TRUZA0241HA70B*","Mini-Splits","TPEADA0241AA70A",10.8,26000,14800]
[204795684,null,"Trane / Mitsubishi Electric","HRCU-A-CB-O","TRUZA0241HA70B*","Mini-Splits","TPKA0A0241KA70A",11,26000,15700]
[204813321,null,"Trane / Mitsubishi Electric","HRCU-A-CB-O","TRUZA0241HA70B*","Mini-Splits","TPLA0A0241EA70A",11.2,26000,14900]
[204795696,null,"Trane / Mitsubishi Electric","HRCU-A-CB","TRUZA0241HA70B*","Mini-Splits","TPVA0A0241AA70A",9.3000000000000007,26000,15000]
[204795663,null,"Trane / Mitsubishi Electric","HRCU-A-CB-O","TRUZA0241HA70N*","Mini-Splits","TPCA0A0241KA70A",10.8,26000,15400]
[204795673,null,"Trane / Mitsubishi Electric","HRCU-A-CB","TRUZA0241HA70N*","Mini-Splits","TPEADA0241AA70A",10.8,26000,14800]
[204795685,null,"Trane / Mitsubishi Electric","HRCU-A-CB-O","TRUZA0241HA70N*","Mini-Splits","TPKA0A0241KA70A",11,26000,15700]
[204813323,null,"Trane / Mitsubishi Electric","HRCU-A-CB-O","TRUZA0241HA70N*","Mini-Splits","TPLA0A0241EA70A",11.2,26000,14900]
[204795697,null,"Trane / Mitsubishi Electric","HRCU-A-CB","TRUZA0241HA70N*","Mini-Splits","TPVA0A0241AA70A",9.3000000000000007,26000,15000]
[204795664,null,"Trane / Mitsubishi Electric","HRCU-A-CB-O","TRUZA0301HA70B*","Mini-Splits","TPCA0A0301KA70A",10,32000,18800]
[204795674,null,"Trane / Mitsubishi Electric","HRCU-A-CB","TRUZA0301HA70B*","Mini-Splits","TPEADA0301AA70A",10.8,32000,18500]
[204795686,null,"Trane / Mitsubishi Electric","HRCU-A-CB-O","TRUZA0301HA70B*","Mini-Splits","TPKA0A0301KA70A",9.9,32000,18300]
[204795690,null,"Trane / Mitsubishi Electric","HRCU-A-CB-O","TRUZA0301HA70B*","Mini-Splits","TPLA0A0301EA70A",11.6,32000,18100]
[204795698,null,"Trane / Mitsubishi Electric","HRCU-A-CB","TRUZA0301HA70B*","Mini-Splits","TPVA0A0301AA70A",10,32000,18000]
[204795665,null,"Trane / Mitsubishi Electric","HRCU-A-CB-O","TRUZA0301HA70N*","Mini-Splits","TPCA0A0301KA70A",10,32000,18800]
[204795675,null,"Trane / Mitsubishi Electric","HRCU-A-CB","TRUZA0301HA70N*","Mini-Splits","TPEADA0301AA70A",10.8,32000,18500]
[204795687,null,"Trane / Mitsubishi Electric","HRCU-A-CB-O","TRUZA0301HA70N*","Mini-Splits","TPKA0A0301KA70A",9.9,32000,18300]
[204795691,null,"Trane / Mitsubishi Electric","HRCU-A-CB-O","TRUZA0301HA70N*","Mini-Splits","TPLA0A0301EA70A",11.6,32000,18100]
[204795699,null,"Trane / Mitsubishi Electric","HRCU-A-CB","TRUZA0301HA70N*","Mini-Splits","TPVA0A0301AA70A",10,32000,18000]
[204795666,null,"Trane / Mitsubishi Electric","HRCU-A-CB-O","TRUZA0361KA70B*","Mini-Splits","TPCA0A0361KA70A",10.199999999999999,38000,21000]
[204795676,null,"Trane / Mitsubishi Electric","HRCU-A-CB","TRUZA0361KA70B*","Mini-Splits","TPEADA0361AA70A",9.9,38000,20800]
[204795688,null,"Trane / Mitsubishi Electric","HRCU-A-CB-O","TRUZA0361KA70B*","Mini-Splits","TPKA0A0361KA70A",9.1999999999999993,38000,22400]
[204813325,null,"Trane / Mitsubishi Electric","HRCU-A-CB-O","TRUZA0361KA70B*","Mini-Splits","TPLA0A0361EA70A",10.4,38000,22000]
[204795700,null,"Trane / Mitsubishi Electric","HRCU-A-CB","TRUZA0361KA70B*","Mini-Splits","TPVA0A0361AA70A",9.5,38000,24000]
[204795667,null,"Trane / Mitsubishi Electric","HRCU-A-CB-O","TRUZA0361KA70N*","Mini-Splits","TPCA0A0361KA70A",10.199999999999999,38000,21000]
[204795677,null,"Trane / Mitsubishi Electric","HRCU-A-CB","TRUZA0361KA70N*","Mini-Splits","TPEADA0361AA70A",9.9,38000,20800]
[204795689,null,"Trane / Mitsubishi Electric","HRCU-A-CB-O","TRUZA0361KA70N*","Mini-Splits","TPKA0A0361KA70A",9.1999999999999993,38000,22400]
[204813326,null,"Trane / Mitsubishi Electric","HRCU-A-CB-O","TRUZA0361KA70N*","Mini-Splits","TPLA0A0361EA70A",10.4,38000,22000]
[204795701,null,"Trane / Mitsubishi Electric","HRCU-A-CB","TRUZA0361KA70N*","Mini-Splits","TPVA0A0361AA70A",9.5,38000,24000]
[204795668,null,"Trane / Mitsubishi Electric","HRCU-A-CB-O","TRUZA0421KA70B*","Mini-Splits","TPCA0A0421KA70A",10.199999999999999,45000,31800]
[204795678,null,"Trane / Mitsubishi Electric","HRCU-A-CB","TRUZA0421KA70B*","Mini-Splits","TPEADA0421AA70A",10,45000,30600]
[204795692,null,"Trane / Mitsubishi Electric","HRCU-A-CB-O","TRUZA0421KA70B*","Mini-Splits","TPLA0A0421EA70A",9.3000000000000007,45000,28000]
[204795702,null,"Trane / Mitsubishi Electric","HRCU-A-CB","TRUZA0421KA70B*","Mini-Splits","TPVA0A0421AA70A",9.3000000000000007,46000,28400]
[204795669,null,"Trane / Mitsubishi Electric","HRCU-A-CB-O","TRUZA0421KA70N*","Mini-Splits","TPCA0A0421KA70A",10.199999999999999,45000,31800]
[204795679,null,"Trane / Mitsubishi Electric","HRCU-A-CB","TRUZA0421KA70N*","Mini-Splits","TPEADA0421AA70A",10,45000,30600]
[204795693,null,"Trane / Mitsubishi Electric","HRCU-A-CB-O","TRUZA0421KA70N*","Mini-Splits","TPLA0A0421EA70A",9.3000000000000007,45000,28000]
[204795703,null,"Trane / Mitsubishi Electric","HRCU-A-CB","TRUZA0421KA70N*","Mini-Splits","TPVA0A0421AA70A",9.3000000000000007,46000,28400]
[204276765,null,"Trane / Mitsubishi Electric","HRCU-A-CB-O","TRUZH0241HA00NA","Mini-Splits","TPCA0A241KA70A",10.8,28000,17700]
[204276769,null,"Trane / Mitsubishi Electric","HRCU-A-CB","TRUZH0241HA00NA","Mini-Splits","TPEADA0241AA70A",11,28000,18000]
[204276766,null,"Trane / Mitsubishi Electric","HRCU-A-CB-O","TRUZH0241HA00NA","Mini-Splits","TPKA0A0241KA70A",11.2,28000,17200]
[204276540,null,"Trane / Mitsubishi Electric","HRCU-A-CB-O","TRUZH0241HA00NA","Mini-Splits","TPLA0A0241EA70A",12,28000,17300]
[204281763,null,"Trane / Mitsubishi Electric","HRCU-A-CB","TRUZH0241HA00NA","Mini-Splits","TPVA0A0241AA70A",11,28000,17500]
[204874295,null,"Trane / Mitsubishi Electric","HRCU-A-CB-O","TRUZH0301HA50NA","Mini-Splits","TPCA0A0301KA70A",9.3000000000000007,32000,19000]
[204874297,null,"Trane / Mitsubishi Electric","HRCU-A-CB-O","TRUZH0301HA50NA","Mini-Splits","TPEADA0301AA70A",9.5,32000,19000]
[204444391,null,"Trane / Mitsubishi Electric","HRCU-A-CB-O","TRUZH0301HA50NA","Mini-Splits","TPKA0A0301KA70A",9.5,32000,19000]
[204444390,null,"Trane / Mitsubishi Electric","HRCU-A-CB-O","TRUZH0301HA50NA","Mini-Splits","TPLA0A0301EA70A",9.6,32000,19000]
[204874301,null,"Trane / Mitsubishi Electric","HRCU-A-CB","TRUZH0301HA50NA","Mini-Splits","TPVA0A0301AA70A",9.6999999999999993,32000,22600]
[204444392,null,"Trane / Mitsubishi Electric","HRCU-A-CB-O","TRUZH0361HA50NA","Mini-Splits","TPCA0A0361KA70A",10.3,38000,27000]
[204444396,null,"Trane / Mitsubishi Electric","HRCU-A-CB","TRUZH0361HA50NA","Mini-Splits","TPEADA0361AA70A",10.4,38000,27000]
[204874298,null,"Trane / Mitsubishi Electric","HRCU-A-CB-O","TRUZH0361HA50NA","Mini-Splits","TPKA0A0361KA70A",10,38000,25000]
[204874299,null,"Trane / Mitsubishi Electric","HRCU-A-CB-O","TRUZH0361HA50NA","Mini-Splits","TPLA0A0361EA70A",10.199999999999999,38000,28000]
[204874302,null,"Trane / Mitsubishi Electric","HRCU-A-CB-O","TRUZH0361HA50NA","Mini-Splits","TPVA0A0361AA70A",11,38000,29000]
[204874296,null,"Trane / Mitsubishi Electric","HRCU-A-CB-O","TRUZH0421KA00NA","Mini-Splits","TPCA0A0421KA70A",10.4,48000,44000]
[204444397,null,"Trane / Mitsubishi Electric","HRCU-A-CB","TRUZH0421KA00NA","Mini-Splits","TPEADA0421AA70A",10.8,48000,43000]
[204896788,null,"Trane / Mitsubishi Electric","HRCU-A-CB-O","TRUZH0421KA00NA","Mini-Splits","TPLA0A0421EA70A",10.1,48000,44000]
[204444987,null,"Trane / Mitsubishi Electric","HRCU-A-CB","TRUZH0421KA00NA","Mini-Splits","TPVA0A0421AA70A",11,48000,42000]
[202850708,null,"Trane / Mitsubishi Electric","HMSV-A-CB","TUMYH0361AK40**","Ducted Indoor Units","Multiple combinations, check manufacturer compatibility",11.7,42000,32000]
[202850712,null,"Trane / Mitsubishi Electric","HMSV-A-CB-O","TUMYH0361AK40**","Non-Ducted Indoor Units","Multiple combinations, check manufacturer compatibility",12,42000,33000]
[202850718,null,"Trane / Mitsubishi Electric","HMSV-A-CB","TUMYH0361AK40**","Mixed Ducted and Non-Ducted Indoor Units","Multiple combinations, check manufacturer compatibility",11.85,42000,32400]
[204834279,null,"Trane / Mitsubishi Electric","HMSV-A-CB-O","TUMYH0361AK41**","Non-Ducted Indoor Units","Multiple combinations, check manufacturer compatibility",12,42000,33000]
[204834280,null,"Trane / Mitsubishi Electric","HMSV-A-CB","TUMYH0361AK41**","Ducted Indoor Units","Multiple combinations, check manufacturer compatibility",11.7,42000,32000]
[204926544,null,"Trane / Mitsubishi Electric","HMSV-A-CB","TUMYH0361AK41**","Mixed Ducted and Non-Ducted Indoor Units","Multiple combinations, check manufacturer compatibility",11.85,42000,32400]
[202850713,null,"Trane / Mitsubishi Electric","HMSV-A-CB-O","TUMYH0481AK40**","Non-Ducted Indoor Units","Multiple combinations, check manufacturer compatibility",12,54000,39000]
[202850714,null,"Trane / Mitsubishi Electric","HMSV-A-CB","TUMYH0481AK40**","Ducted Indoor Units","Multiple combinations, check manufacturer compatibility",11,54000,42000]
[202850719,null,"Trane / Mitsubishi Electric","HMSV-A-CB","TUMYH0481AK40**","Mixed Ducted and Non-Ducted Indoor Units","Multiple combinations, check manufacturer compatibility",11.5,54000,40500]
[204834282,null,"Trane / Mitsubishi Electric","HMSV-A-CB-O","TUMYH0481AK41**","Non-Ducted Indoor Units","Multiple combinations, check manufacturer compatibility",12,54000,39000]
[204834219,null,"Trane / Mitsubishi Electric","HMSV-A-CB","TUMYH0481AK41**","Ducted Indoor Units","Multiple combinations, check manufacturer compatibility",11,54000,42000]
[204926545,null,"Trane / Mitsubishi Electric","HMSV-A-CB","TUMYH0481AK41**","Mixed Ducted and Non-Ducted Indoor Units","Multiple combinations, check manufacturer compatibility",11.5,54000,40500]
[202850705,null,"Trane / Mitsubishi Electric","HMSV-A-CB","TUMYP0361AK42**","Ducted Indoor Units","Multiple combinations, check manufacturer compatibility",11.2,42000,26600]
[202850709,null,"Trane / Mitsubishi Electric","HMSV-A-CB-O","TUMYP0361AK42**","Non-Ducted Indoor Units","Multiple combinations, check manufacturer compatibility",12,42000,26400]
[202850715,null,"Trane / Mitsubishi Electric","HMSV-A-CB","TUMYP0361AK42**","Mixed Ducted and Non-Ducted Indoor Units","Multiple combinations, check manufacturer compatibility",11.6,42000,26400]
[204834277,null,"Trane / Mitsubishi Electric","HMSV-A-CB-O","TUMYP0361AK43**","Non-Ducted Indoor Units","Multiple combinations, check manufacturer compatibility",12,42000,26400]
[204834278,null,"Trane / Mitsubishi Electric","HMSV-A-CB","TUMYP0361AK43**","Ducted Indoor Units","Multiple combinations, check manufacturer compatibility",11.2,42000,26600]
[204926547,null,"Trane / Mitsubishi Electric","HMSV-A-CB","TUMYP0361AK43**","Mixed Ducted and Non-Ducted Indoor Units","Multiple combinations, check manufacturer compatibility",11.6,42000,26400]
[202850706,null,"Trane / Mitsubishi Electric","HMSV-A-CB","TUMYP0481AK42**","Ducted Indoor Units","Multiple combinations, check manufacturer compatibility",11,54000,35000]
[202850710,null,"Trane / Mitsubishi Electric","HMSV-A-CB-O","TUMYP0481AK42**","Non-Ducted Indoor Units","Multiple combinations, check manufacturer compatibility",12,54000,31400]
[202850716,null,"Trane / Mitsubishi Electric","HMSV-A-CB","TUMYP0481AK42**","Mixed Ducted and Non-Ducted Indoor Units","Multiple combinations, check manufacturer compatibility",11.5,54000,33200]
[204834281,null,"Trane / Mitsubishi Electric","HMSV-A-CB-O","TUMYP0481AK43**","Non-Ducted Indoor Units","Multiple combinations, check manufacturer compatibility",12,54000,31400]
[204834218,null,"Trane / Mitsubishi Electric","HMSV-A-CB","TUMYP0481AK43**","Ducted Indoor Units","Multiple combinations, check manufacturer compatibility",11,54000,35000]
[204926548,null,"Trane / Mitsubishi Electric","HMSV-A-CB","TUMYP0481AK43**","Mixed Ducted and Non-Ducted Indoor Units","Multiple combinations, check manufacturer compatibility",11.5,54000,33200]
[202850707,null,"Trane / Mitsubishi Electric","HMSV-A-CB","TUMYP0601AK42**","Ducted Indoor Units","Multiple combinations, check manufacturer compatibility",10.7,66000,40500]
[202850711,null,"Trane / Mitsubishi Electric","HMSV-A-CB-O","TUMYP0601AK42**","Non-Ducted Indoor Units","Multiple combinations, check manufacturer compatibility",12,66000,41500]
[202850717,null,"Trane / Mitsubishi Electric","HMSV-A-CB","TUMYP0601AK42**","Mixed Ducted and Non-Ducted Indoor Units","Multiple combinations, check manufacturer compatibility",11.35,66000,41000]
[204834283,null,"Trane / Mitsubishi Electric","HMSV-A-CB-O","TUMYP0601AK43**","Non-Ducted Indoor Units","Multiple combinations, check manufacturer compatibility",12,66000,41500]
[204834220,null,"Trane / Mitsubishi Electric","HMSV-A-CB","TUMYP0601AK43**","Ducted Indoor Units","Multiple combinations, check manufacturer compatibility",10.7,66000,40500]
[204926550,null,"Trane / Mitsubishi Electric","HMSV-A-CB","TUMYP0601AK43**","Mixed Ducted and Non-Ducted Indoor Units","Multiple combinations, check manufacturer compatibility",11.35,66000,41000]
[10316632,null,"TROPICAL","HRCU-A-CB-O","TROP-12YON/DAN1(O)","Mini-Splits","TROP-12YON/DAN1(I)",9.3000000000000007,12000,6800]
[10316633,null,"TROPICAL","HRCU-A-CB-O","TROP-18YON/DAN1(O)","Mini-Splits","TROP-18YON/DAN1(I)",9.8000000000000007,18000,12200]
[7849806,null,"UNICO SYSTEM","HMSV-A-CB","IS24G065","Non-Ducted Indoor Units","Multiple combinations, check manufacturer compatibility",9,21800,13100]
[202143510,null,"UNICO SYSTEM","HMSV-A-CB","IS24G065","Non-Ducted Indoor Units","Multiple combinations, check manufacturer compatibility",9.1,22200,13400]
[7992953,null,"VARIABLE SPEED DUCTLESS SPLITS","HRCU-A-CB-O","38GRQB09---301--","Mini-Splits","40GRQB09B--301--",10.3,9000,5500]
[7992954,null,"VARIABLE SPEED DUCTLESS SPLITS","HRCU-A-CB-O","38GRQB09---301--","Mini-Splits","40GRQB09H--301--",10.3,9000,5500,"Yes"]
[7992955,null,"VARIABLE SPEED DUCTLESS SPLITS","HRCU-A-CB-O","38GRQB12---301--","Mini-Splits","40GRQB12B--301--",10.3,13000,8500]
[7992956,null,"VARIABLE SPEED DUCTLESS SPLITS","HRCU-A-CB-O","38GRQB12---301--","Mini-Splits","40GRQB12H--301--",10.3,13000,8500,"Yes"]
[7992957,null,"VARIABLE SPEED DUCTLESS SPLITS","HRCU-A-CB-O","38GRQB18---301--","Mini-Splits","40GRQB18B--301--",10.3,19000,12700]
[7992958,null,"VARIABLE SPEED DUCTLESS SPLITS","HRCU-A-CB-O","38GRQB18---301--","Mini-Splits","40GRQB18H--301--",10.3,19000,12700,"Yes"]
[8177082,null,"VARIABLE SPEED DUCTLESS SPLITS","HRCU-A-CB-O","DLCAHB09K1A","Mini-Splits","DLFAHH09K1A",10.3,9000,5500,"Yes"]
[8177083,null,"VARIABLE SPEED DUCTLESS SPLITS","HRCU-A-CB-O","DLCAHB09K1A","Mini-Splits","DLFAHH09K1A",10.3,9000,5500,"Yes"]
[8177084,null,"VARIABLE SPEED DUCTLESS SPLITS","HRCU-A-CB-O","DLCAHB09K1A","Mini-Splits","DLFAHH09K1A",10.3,9000,5500,"Yes"]
[8177085,null,"VARIABLE SPEED DUCTLESS SPLITS","HRCU-A-CB-O","DLCAHB09K1A","Mini-Splits","DLFAHH09K1A",10.3,9000,5500,"Yes"]
[8177086,null,"VARIABLE SPEED DUCTLESS SPLITS","HRCU-A-CB-O","DLCAHB09K1A","Mini-Splits","DLFAHH09K1A",10.3,9000,5500,"Yes"]
[8177087,null,"VARIABLE SPEED DUCTLESS SPLITS","HRCU-A-CB-O","DLCAHB09K1A","Mini-Splits","DLFAHH09K1A",10.3,9000,5500,"Yes"]
[8177081,null,"VARIABLE SPEED DUCTLESS SPLITS","HRCU-A-CB-O","DLCAHB09K1A","Mini-Splits","DLFAHH09K1A",10.3,9000,5500,"Yes"]
[8177090,null,"VARIABLE SPEED DUCTLESS SPLITS","HRCU-A-CB-O","DLCAHB12K1A","Mini-Splits","DLFAHH12K1A",10.3,13000,8500,"Yes"]
[8177091,null,"VARIABLE SPEED DUCTLESS SPLITS","HRCU-A-CB-O","DLCAHB12K1A","Mini-Splits","DLFAHH12K1A",10.3,13000,8500,"Yes"]
[8177092,null,"VARIABLE SPEED DUCTLESS SPLITS","HRCU-A-CB-O","DLCAHB12K1A","Mini-Splits","DLFAHH12K1A",10.3,13000,8500,"Yes"]
[8177093,null,"VARIABLE SPEED DUCTLESS SPLITS","HRCU-A-CB-O","DLCAHB12K1A","Mini-Splits","DLFAHH12K1A",10.3,13000,8500,"Yes"]
[8177094,null,"VARIABLE SPEED DUCTLESS SPLITS","HRCU-A-CB-O","DLCAHB12K1A","Mini-Splits","DLFAHH12K1A",10.3,13000,8500,"Yes"]
[8177095,null,"VARIABLE SPEED DUCTLESS SPLITS","HRCU-A-CB-O","DLCAHB12K1A","Mini-Splits","DLFAHH12K1A",10.3,13000,8500,"Yes"]
[8177096,null,"VARIABLE SPEED DUCTLESS SPLITS","HRCU-A-CB-O","DLCAHB12K1A","Mini-Splits","DLFAHH12K1A",10.3,13000,8500,"Yes"]
[8177099,null,"VARIABLE SPEED DUCTLESS SPLITS","HRCU-A-CB-O","DLCAHB18K1A","Mini-Splits","DLFAHH18K1A",10.3,19000,12700,"Yes"]
[8177100,null,"VARIABLE SPEED DUCTLESS SPLITS","HRCU-A-CB-O","DLCAHB18K1A","Mini-Splits","DLFAHH18K1A",10.3,19000,12700,"Yes"]
[8177101,null,"VARIABLE SPEED DUCTLESS SPLITS","HRCU-A-CB-O","DLCAHB18K1A","Mini-Splits","DLFAHH18K1A",10.3,19000,12700,"Yes"]
[8177102,null,"VARIABLE SPEED DUCTLESS SPLITS","HRCU-A-CB-O","DLCAHB18K1A","Mini-Splits","DLFAHH18K1A",10.3,19000,12700,"Yes"]
[8177103,null,"VARIABLE SPEED DUCTLESS SPLITS","HRCU-A-CB-O","DLCAHB18K1A","Mini-Splits","DLFAHH18K1A",10.3,19000,12700,"Yes"]
[8177104,null,"VARIABLE SPEED DUCTLESS SPLITS","HRCU-A-CB-O","DLCAHB18K1A","Mini-Splits","DLFAHH18K1A",10.3,19000,12700,"Yes"]
[8177105,null,"VARIABLE SPEED DUCTLESS SPLITS","HRCU-A-CB-O","DLCAHB18K1A","Mini-Splits","DLFAHH18K1A",10.3,19000,12700,"Yes"]
[8331940,null,"VARIABLE SPEED DUCTLESS SPLITS","HRCU-A-CB-O","DLCCHR12K1A","Mini-Splits","DLFCHB12K1A",11,13000,7100]
[8993535,null,"VARIABLE SPEED DUCTLESS SPLITS","HRCU-A-CB-O","DLCCHR18K1A","Mini-Splits","DLFCHB18K1A",10.5,19800,12400]
[201903162,null,"WABBAN","HRCU-A-CB-O","BB09HQ1B8AO","Mini-Splits","BB09HQ1B8AI",9,9600,5400]
[201903157,null,"WABBAN","HRCU-A-CB-O","BB09HQ1C8DO","Mini-Splits","BB09HQ1C8DI",9,9500,5600]
[201903164,null,"WABBAN","HRCU-A-CB-O","BB09HQ2A3DO","Mini-Splits","BB09HQ2A3DI",10.5,11000,6800]
[201903171,null,"WABBAN","HRCU-A-CB-O","BB09HQ3D6DO","Mini-Splits","BB09HQ3D6DI",15,9000,5600]
[202409831,null,"WABBAN","HRCU-A-CB-O","BB09HQ4D6DO","Mini-Splits","BB09HQ4D6DI",15,9000,5600]
[202021967,null,"WABBAN","HRCU-A-CB-O","BB09UW1SVDTE00/O","Mini-Splits","BB09UW1SVDTE00/I",10.5,10000,5000]
[202021958,null,"WABBAN","HRCU-A-CB-O","BB09UW3SVDTE/O","Mini-Splits","BB09UW3SVDTE/I",9.1,10000,4500]
[202021959,null,"WABBAN","HRCU-A-CB-O","BB09UW3SVETE/O","Mini-Splits","BB09UW3SVETE/I",10.5,9500,5000]
[202021965,null,"WABBAN","HRCU-A-CB-O","BB09UW3SXETE00/O","Mini-Splits","BB09UW3SXETE00/I",12.5,10500,6500]
[201903163,null,"WABBAN","HRCU-A-CB-O","BB12HQ1B8AO","Mini-Splits","BB12HQ1B8AI",9,13000,7600]
[201903158,null,"WABBAN","HRCU-A-CB-O","BB12HQ1C8DO","Mini-Splits","BB12HQ1C8DI",9,13000,7500]
[201903165,null,"WABBAN","HRCU-A-CB-O","BB12HQ2A3DO","Mini-Splits","BB12HQ2A3DI",11,13000,7100]
[201903173,null,"WABBAN","HRCU-A-CB-O","BB12HQ3D6DO","Mini-Splits","BB12HQ3D6DI",14,12200,8100]
[202021968,null,"WABBAN","HRCU-A-CB-O","BB12UW1SVETE00/O","Mini-Splits","BB12UW1SVETE00/I",9.35,13200,7200]
[202021970,null,"WABBAN","HRCU-A-CB-O","BB12UW3SVETE/O","Mini-Splits","BB12UW3SVETE/I",9,13000,7500]
[202021966,null,"WABBAN","HRCU-A-CB-O","BB12UW3SXATE00/O","Mini-Splits","BB12UW3SXATE00/I",12,13000,8000]
[202021960,null,"WABBAN","HRCU-A-CB-O","BB12UW3SXETE/O","Mini-Splits","BB12UW3SXETE/I",10.8,13000,7500]
[201903159,null,"WABBAN","HRCU-A-CB-O","BB18HQ1C8DO","Mini-Splits","BB18HQ1C8DI",9,19000,12000]
[201903167,null,"WABBAN","HRCU-A-CB-O","BB18HQ2A3DO","Mini-Splits","BB18HQ2A3DI",10.5,19800,12400]
[201903174,null,"WABBAN","HRCU-A-CB-O","BB18HQ3D6DO","Mini-Splits","BB18HQ3D6DI",12,18000,14200]
[202021963,null,"WABBAN","HRCU-A-CB-O","BB18UW3SBBTE/O","Mini-Splits","BB18UW3SBBTE/I",11.6,19000,11600]
[202021961,null,"WABBAN","HRCU-A-CB-O","BB18UW3SXATE/O","Mini-Splits","BB18UW3SXATE/I",10.1,20000,11600]
[201903161,null,"WABBAN","HRCU-A-CB-O","BB24HQ1C8DO","Mini-Splits","BB24HQ1C8DI",9,23000,13500]
[201903168,null,"WABBAN","HRCU-A-CB-O","BB24HQ2A3DO","Mini-Splits","BB24HQ2A3DI",10,23000,14600]
[201903175,null,"WABBAN","HRCU-A-CB-O","BB24HQ3D6DO","Mini-Splits","BB24HQ3D6DI",12,24000,15500]
[202021962,null,"WABBAN","HRCU-A-CB-O","BB24UW3SBBTE/O","Mini-Splits","BB24UW3SBBTE/I",9.8000000000000007,24400,13000]
[202021964,null,"WABBAN","HRCU-A-CB-O","BB24UW3SDBTE/O","Mini-Splits","BB24UW3SDBTE/I",10.5,24200,15400]
[201903169,null,"WABBAN","HRCU-A-CB-O","BB30HQ2A3DO","Mini-Splits","BB30HQ2A3DI",9,28400,19200]
[202021971,null,"WABBAN","HRCU-A-CB-O","BB30UW3SDKVQ/O","Mini-Splits","BB30UW3SDKVQ/I",12.3,31000,16000]
[201903170,null,"WABBAN","HRCU-A-CB-O","BB36HQ2A3DO","Mini-Splits","BB36HQ2A3DI",9,34600,20200]
[202021969,null,"WABBAN","HRCU-A-CB-O","BB36UW3SDKVQ/O","Mini-Splits","BB36UW3SDKVQ/I",9.6,33400,17500]
[201903176,null,"WABBAN","HMSV-A-CB","BBM18H4O","Non-Ducted Indoor Units","Multiple combinations, check manufacturer compatibility",11,19000,12800]
[201903177,null,"WABBAN","HMSV-A-CB","BBM24H4O","Non-Ducted Indoor Units","Multiple combinations, check manufacturer compatibility",11,26000,16600]
[201903178,null,"WABBAN","HMSV-A-CB","BBM30H4O","Non-Ducted Indoor Units","Multiple combinations, check manufacturer compatibility",11.5,30000,18000]
[201903180,null,"WABBAN","HMSV-A-CB","BBM36H4O","Non-Ducted Indoor Units","Multiple combinations, check manufacturer compatibility",11.5,42500,20000]
[201903181,null,"WABBAN","HMSV-A-CB","BBM42H3O","Non-Ducted Indoor Units","Multiple combinations, check manufacturer compatibility",10.199999999999999,45000,29000]
[204543102,null,"WABBAN","HRCU-A-CB-O","BBOB3009HFN1MS0-W","Mini-Splits","BBSAB09HRFN1MS0-W",9.5,9000,6000]
[204543103,null,"WABBAN","HRCU-A-CB","BBOB3009HFN1MX0-W","Mini-Splits","BBMTIU09HWFN1-M",12,10000,7200]
[203425673,null,"WABBAN","HRCU-A-CB-O","BBOB3012HFN1MS0-W","Mini-Splits","BBSABB12HRFN1MS0-W",9.5,12000,6800]
[204543104,null,"WABBAN","HRCU-A-CB","BBOB3012HFN1MV0-W","Mini-Splits","BBMTIU12HWFN1-M",11,12000,8500]
[204543105,null,"WABBAN","HRCU-A-CB","BBOCA3018HFN1MT0-W","Mini-Splits","BBMTIU18HWFN1-M",11,19000,13400]
[204543106,null,"WABBAN","HRCU-A-CB","BBOD3024HFN1MT0-W","Mini-Splits","BBMTIU24HWFN1-M",12.5,24000,17200]
[203425738,null,"WABBAN","HRCU-A-CB-O","BBOD3030HFN1MR0-W","Mini-Splits","BBSABF30HRFN1MR0-W",9.6,30000,19000]
[203425739,null,"WABBAN","HRCU-A-CB-O","BBOD3036HFN1MP0-W","Mini-Splits","BBSABF36HRFN1MP0-W",10,36000,21400]
[203425674,null,"WABBAN","HRCU-A-CB-O","BBSB3018HRFN1MS0-W","Mini-Splits","BBSABD18HRFN1MS0-W",10,18000,11000]
[203425675,null,"WABBAN","HRCU-A-CB-O","BBSCA3024HRFN1MQ0-W","Mini-Splits","BBSABE24HRFN1MQ0-W",9.5,24000,14400]
[205417832,null,"WESTINGHOUSE","HRCU-A-CB-O","WHP09SZA21S","Mini-Splits","WHP09WMA21S",10.7,9500,5000]
[205417834,null,"WESTINGHOUSE","HRCU-A-CB-O","WHP12SZA21S","Mini-Splits","WHP12WMA21S",10.5,13000,7500]
[205417836,null,"WESTINGHOUSE","HRCU-A-CB-O","WHP18SZA21S","Mini-Splits","WHP18WMA21S",11.6,19000,11600]
[205417838,null,"WESTINGHOUSE","HRCU-A-CB-O","WHP24SZA21S","Mini-Splits","WHP24WMA21S",10.5,26000,14500]
[205446269,null,"WESTINGHOUSE","HRCU-A-CB-O","WHP36M4A21S","Non-Ducted Indoor Units","Multiple combinations, check manufacturer compatibility",11,36000,23200]
[205417841,null,"WESTINGHOUSE","HRCU-A-CB-O","WHS09SZA11S","Mini-Splits","WHS09WMA11S",10.5,10000,5000]
[205417831,null,"WESTINGHOUSE","HRCU-A-CB-O","WHS09SZA21S","Mini-Splits","WHS09WMA21S",9.1,10000,4500]
[205417842,null,"WESTINGHOUSE","HRCU-A-CB-O","WHS12SZA11S","Mini-Splits","WHS12WMA11S",9.35,13200,7200]
[205417833,null,"WESTINGHOUSE","HRCU-A-CB-O","WHS12SZA21S","Mini-Splits","WHS12WMA21S",9,13000,7500]
[205417835,null,"WESTINGHOUSE","HRCU-A-CB-O","WHS18SZA21S","Mini-Splits","WHS18WMA21S",10.1,20000,11600]
[205417837,null,"WESTINGHOUSE","HRCU-A-CB-O","WHS24SZA21S","Mini-Splits","WHS24WMA21S",9.8000000000000007,24400,13000]
[205417839,null,"WESTINGHOUSE","HRCU-A-CB-O","WHS30SZA21S","Mini-Splits","WHS30WMA21S",12.3,31000,16000]
[204098411,null,"WHYNTER","HRCU-A-CB-O","MSO-009H11517-01NE","Mini-Splits","MSI-009H11517-01NE",10,10000,6000]
[10511506,null,"WHYNTER","HRCU-A-CB-O","MSO-009H11517-01NE","Mini-Splits","MSI-009H11517-01NE",9,9500,5800]
[10511507,null,"WHYNTER","HRCU-A-CB-O","MSO-012H11517-01NE","Mini-Splits","MSI-012H11517-01NE",9,12000,7500]
[10511509,null,"WHYNTER","HRCU-A-CB-O","MSO-012H11522-01ES","Mini-Splits","MSI-012H11522-01ES",11.2,12000,7100]
[10511508,null,"WHYNTER","HRCU-A-CB-O","MSO-012H23017-01NE","Mini-Splits","MSI-012H23017-01NE",9,11800,6800]
[202065382,null,"WHYNTER","HRCU-A-CB-O","MSO-024H23016-01NE","Mini-Splits","MSI-024H23016-01NE",9,25000,14800]
[202111622,null,"WHYNTER","HRCU-A-CB-O","MSO-036H23016-01NE","Mini-Splits","MSI-036H23016-01NE",10,36000,21400]
[202021934,null,"WINDAIR","HRCU-A-CB-O","DWH09UR3SVDTE/O","Mini-Splits","DWH09UR3SVDTE/I",9.1,10000,4500]
[202021935,null,"WINDAIR","HRCU-A-CB-O","DWH09UR3SVETE/O","Mini-Splits","DWH09UR3SVETE/I",10.5,9500,5000]
[202021943,null,"WINDAIR","HRCU-A-CB-O","DWH09UW1SVDTE00/O","Mini-Splits","DWH09UW1SVDTE00/I",10.5,10000,5000]
[202021941,null,"WINDAIR","HRCU-A-CB-O","DWH09UW3SXETE00/O","Mini-Splits","DWH09UW3SXETE00/I",12.5,10500,6500]
[202021946,null,"WINDAIR","HRCU-A-CB-O","DWH12UR3SVETE/O","Mini-Splits","DWH12UR3SVETE/I",9,13000,7500]
[202021936,null,"WINDAIR","HRCU-A-CB-O","DWH12UR3SXETE/O","Mini-Splits","DWH12UR3SXETE/I",10.8,13000,7500]
[202021944,null,"WINDAIR","HRCU-A-CB-O","DWH12UW1SVETE00/O","Mini-Splits","DWH12UW1SVETE00/I",9.35,13200,7200]
[202021942,null,"WINDAIR","HRCU-A-CB-O","DWH12UW3SXATE00/O","Mini-Splits","DWH12UW3SXATE00/I",12,13000,8000]
[202021939,null,"WINDAIR","HRCU-A-CB-O","DWH18UR3SBBTE/O","Mini-Splits","DWH18UR3SBBTE/I",11.6,19000,11600]
[202021937,null,"WINDAIR","HRCU-A-CB-O","DWH18UR3SXATE/O","Mini-Splits","DWH18UR3SXATE/I",10.1,20000,11600]
[202021938,null,"WINDAIR","HRCU-A-CB-O","DWH24UR3SBBTE/O","Mini-Splits","DWH24UR3SBBTE/I",9.8000000000000007,24400,13000]
[202021940,null,"WINDAIR","HRCU-A-CB-O","DWH24UR3SDBTE/O","Mini-Splits","DWH24UR3SDBTE/I",10.5,24200,15400]
[202021947,null,"WINDAIR","HRCU-A-CB-O","DWH30UR3SDKVQ/O","Mini-Splits","DWH30UR3SDKVQ/I",12.3,31000,16000]
[202021945,null,"WINDAIR","HRCU-A-CB-O","DWH36UR3SDKVQ/O","Mini-Splits","DWH36UR3SDKVQ/I",9.6,33400,17500]
[10333754,null,"WINDAIR","HRCU-A-CB-O","EWH09CR3A/O","Mini-Splits","EWH09CR3A/I",10.5,9000,5500]
[6740614,null,"WINDAIR","HRCU-A-CB-O","EWH12AA5C/O","Mini-Splits","EWH12AA5C/I",9.1999999999999993,13000,7600]
[10333755,null,"WINDAIR","HRCU-A-CB-O","EWH12CR3A/O","Mini-Splits","EWH12CR3A/I",10.5,13000,8500]
[9085347,null,"WINDAIR","HRCU-A-CB-O","EWH12HA1A/O","Mini-Splits","EWH12HA1A/I",10,13000,8000]
[6740617,null,"WINDAIR","HRCU-A-CB-O","EWH18AA5C/O","Mini-Splits","EWH18AA5C/I",10,19800,12700]
[9085352,null,"WINDAIR","HRCU-A-CB-O","EWH18AC2K/O","Mini-Splits","EWH18AC2K/I",9,19000,11500]
[10333756,null,"WINDAIR","HRCU-A-CB-O","EWH18CR3A/O","Mini-Splits","EWH18CR3A/I",10.5,19000,12700]
[9085348,null,"WINDAIR","HRCU-A-CB-O","EWH18HA1A/O","Mini-Splits","EWH18HA1A/I",10,19000,12100]
[8234341,null,"WINDAIR","HRCU-A-CB-O","EWH18MC-D3DNC2K/O","Mini-Splits","EWH18MC-D3DNC2K/I",9,19000,11500]
[6740618,null,"WINDAIR","HRCU-A-CB-O","EWH24AA5C/O","Mini-Splits","EWH24AA5C/I",10,23000,15000]
[9085349,null,"WINDAIR","HRCU-A-CB-O","EWH24HA1A/O","Mini-Splits","EWH24HA1A/I",10,25000,15300]
[9085346,null,"WINDAIR","HRCU-A-CB-O","EWH9HA1A/O","Mini-Splits","EWH9HA1A/I",10,9800,5800]
[202146839,null,"YMGI","HRCU-A-CB-O","WMMS-09C-V2B(77)1","Mini-Splits","WMMS-09E-V2B(77)1",9.1,10000,4500]
[202146837,null,"YMGI","HRCU-A-CB-O","WMMS-09C-V2B(78)1","Mini-Splits","WMMS-09E-V2B(78)1",10.5,9500,5000]
[4627675,null,"YMGI","HRCU-A-CB-O","WMMS-12CS-V2B(56)","Mini-Splits","WMMS-12ES-V2B(56)",9.6,13000,7500]
[5717394,null,"YMGI","HRCU-A-CB-O","WMMS-12C-V2B(58)2","Mini-Splits","WMMS-12E-V2B(58)2",9.1999999999999993,13000,7600]
[202146845,null,"YMGI","HRCU-A-CB-O","WMMS-12C-V2B(77)1","Mini-Splits","WMMS-12E-V2B(77)1",9,13000,7500]
[202146838,null,"YMGI","HRCU-A-CB-O","WMMS-12C-V2B(78)1","Mini-Splits","WMMS-12E-V2B(78)1",10.8,13000,7500]
[5559409,null,"YMGI","HRCU-A-CB-O","WMMS-18C-V2B(58)2","Mini-Splits","WMMS-18E-V2B(58)2",10,19800,12700]
[202146842,null,"YMGI","HRCU-A-CB-O","WMMS-18C-V2B(77)1","Mini-Splits","WMMS-18E-V2B(77)1",10.1,20000,11600]
[202146840,null,"YMGI","HRCU-A-CB-O","WMMS-18C-V2B(78)1","Mini-Splits","WMMS-18E-V2B(78)1",11.6,19000,11600]
[4411736,null,"YMGI","HRCU-A-CB-O","WMMS-24C-V2B(58)","Mini-Splits","WMMS-24E-V2B(58)",10.199999999999999,26000,16000]
[5559410,null,"YMGI","HRCU-A-CB-O","WMMS-24C-V2B(58)2","Mini-Splits","WMMS-24E-V2B(58)2",10,23000,15000]
[202146843,null,"YMGI","HRCU-A-CB-O","WMMS-24C-V2B(77)1","Mini-Splits","WMMS-24E-V2B(77)1",9.8000000000000007,24400,13000]
[202146841,null,"YMGI","HRCU-A-CB-O","WMMS-24C-V2B(78)1","Mini-Splits","WMMS-24E-V2B(78)1",10.5,24200,15400]
[202265559,null,"YMGI","HMSV-A-CB","WMMS-30CH-V2B(59)4","Non-Ducted Indoor Units","Multiple combinations, check manufacturer compatibility",11,19000,12800]
[202265561,null,"YMGI","HMSV-A-CB","WMMS-30CH-V2B(59)4","Mixed Ducted and Non-Ducted Indoor Units","Multiple combinations, check manufacturer compatibility",9.75,19000,12100]
[202146844,null,"YMGI","HRCU-A-CB-O","WMMS-30C-V2B(78)1","Mini-Splits","WMMS-30E-V2B(78)1",9.6,33400,17500]
[202265562,null,"YMGI","HMSV-A-CB","WMMS-36CH-V2B(59)4","Non-Ducted Indoor Units","Multiple combinations, check manufacturer compatibility",11,26000,16600]
[202265564,null,"YMGI","HMSV-A-CB","WMMS-36CH-V2B(59)4","Mixed Ducted and Non-Ducted Indoor Units","Multiple combinations, check manufacturer compatibility",9.75,26000,15700]
[202146846,null,"YMGI","HRCU-A-CB-O","WMMS-36C-V2B(78)1","Mini-Splits","WMMS-36E-V2B(78)1",12.3,31000,16000]
[202265565,null,"YMGI","HMSV-A-CB","WMMS-42CH-V2B(59)4","Non-Ducted Indoor Units","Multiple combinations, check manufacturer compatibility",11.5,30000,18000]
[202265567,null,"YMGI","HMSV-A-CB","WMMS-42CH-V2B(59)4","Mixed Ducted and Non-Ducted Indoor Units","Multiple combinations, check manufacturer compatibility",10,30000,17100]
[202265568,null,"YMGI","HMSV-A-CB","WMMS-48CH-V2B(59)4","Non-Ducted Indoor Units","Multiple combinations, check manufacturer compatibility",11.5,42500,20000]
[202265570,null,"YMGI","HMSV-A-CB","WMMS-48CH-V2B(59)4","Mixed Ducted and Non-Ducted Indoor Units","Multiple combinations, check manufacturer compatibility",10,42500,15000]
[202265571,null,"YMGI","HMSV-A-CB","WMMS-60CH-V2B(59)4","Non-Ducted Indoor Units","Multiple combinations, check manufacturer compatibility",10.199999999999999,45000,29000]
[202265572,null,"YMGI","HMSV-A-CB","WMMS-60CH-V2B(59)4","Ducted Indoor Units","Multiple combinations, check manufacturer compatibility",9.6,46500,28000]
[202265573,null,"YMGI","HMSV-A-CB","WMMS-60CH-V2B(59)4","Mixed Ducted and Non-Ducted Indoor Units","Multiple combinations, check manufacturer compatibility",9.9,45500,28400]
[9967098,null,"YONAN","HMSV-A-CB","YBO-18HRN1","Non-Ducted Indoor Units","Multiple combinations, check manufacturer compatibility",10,18000,11800]
[9967099,null,"YONAN","HMSV-A-CB","YBO-30HRN1","Non-Ducted Indoor Units","Multiple combinations, check manufacturer compatibility",9.8000000000000007,28000,16800]
[9967100,null,"YONAN","HMSV-A-CB","YBO-36HRN1","Non-Ducted Indoor Units","Multiple combinations, check manufacturer compatibility",10.3,36000,25400]
[9967101,null,"YONAN","HMSV-A-CB","YBO-48HRN1","Non-Ducted Indoor Units","Multiple combinations, check manufacturer compatibility",10.4,48000,30800]
[9967091,null,"YONAN","HRCU-A-CB-O","YOC-18HRN1","Mini-Splits","YCF-18HRN1",10.5,18000,12000]
[9967093,null,"YONAN","HRCU-A-CB-O","YOC-24HRN1","Mini-Splits","YCC-24HRN1",10.5,24400,15800]
[9967092,null,"YONAN","HRCU-A-CB-O","YOC-24HRN1","Mini-Splits","YCF-24HRN1",11,24000,15000]
[9967095,null,"YONAN","HRCU-A-CB-O","YOC-36HRN1","Mini-Splits","YCC-36HRN1",10.5,38000,25200]
[9967094,null,"YONAN","HRCU-A-CB-O","YOC-36HRN1","Mini-Splits","YCF-36HRN1",10,38000,25400]
[9967097,null,"YONAN","HRCU-A-CB-O","YOC-48HRN1","Mini-Splits","YCC-48HRN1",11,50000,35000]
[9967096,null,"YONAN","HRCU-A-CB-O","YOC-48HRN1","Mini-Splits","YCF-48HRN1",11,50000,35000]
[9967070,null,"YONAN","HRCU-A-CB-O","YS15AF-09HRN1-B(O)","Mini-Splits","YS15AF-09HRN1-B(I)",9,9800,5800]
[9967076,null,"YONAN","HRCU-A-CB-O","YS15AF-12HRN1(O)","Mini-Splits","YS15AF-12HRN1(I)",9.3000000000000007,12000,6800]
[9967072,null,"YONAN","HRCU-A-CB-O","YS15AF-12HRN1-B(O)","Mini-Splits","YS15AF-12HRN1-B(I)",9,12000,7500]
[9967078,null,"YONAN","HRCU-A-CB-O","YS15AF-18HRN1(O)","Mini-Splits","YS15AF-18HRN1(I)",9.8000000000000007,18000,12200]
[9967075,null,"YONAN","HRCU-A-CB-O","YS17AB-09HRN1(O)","Mini-Splits","YS17AB-09HRN1(I)",9,9800,5700]
[9967071,null,"YONAN","HRCU-A-CB-O","YS17AB-09HRN1-B(O)","Mini-Splits","YS17AB-09HRN1-B(I)",9,9500,5800]
[9967077,null,"YONAN","HRCU-A-CB-O","YS17AB-12HRN1(O)","Mini-Splits","YS17AB-12HRN1(I)",9,11800,6800]
[9967073,null,"YONAN","HRCU-A-CB-O","YS17AB-12HRN1-B(O)","Mini-Splits","YS17AB-12HRN1-B(I)",9,12000,7500]
[9967079,null,"YONAN","HRCU-A-CB-O","YS17AB-18HRN1(O)","Mini-Splits","YS17AB-18HRN1(I)",9.8000000000000007,18000,12200]
[9967081,null,"YONAN","HRCU-A-CB-O","YS17AB-24HRN1(O)","Mini-Splits","YS17AB-24HRN1(I)",9,25000,14800]
[9967082,null,"YONAN","HRCU-A-CB-O","YS17AB-30HRN1(O)","Mini-Splits","YS17AB-30HRN1(I)",9.6,30000,19000]
[9119342,null,"YONAN","HRCU-A-CB-O","YS17AB-36HAN1","Mini-Splits","YS17AB-36HAN1",10,36000,21400]
[9967083,null,"YONAN","HRCU-A-CB-O","YS17AB-36HRN1(O)","Mini-Splits","YS17AB-36HRN1(I)",10,36000,21400]
[203449487,null,"YONAN","HRCU-A-CB-O","YS19AB-09HRN1","Mini-Splits","YS19AB-09HRN1",9.5,9000,6000]
[203449485,null,"YONAN","HRCU-A-CB-O","YS19AB-09HRN1-B","Mini-Splits","YS19AB-09HRN1-B",10,10000,6000]
[203449488,null,"YONAN","HRCU-A-CB-O","YS19AB-12HRN1","Mini-Splits","YS19AB-12HRN1",9.5,12000,6800]
[203449486,null,"YONAN","HRCU-A-CB-O","YS19AB-12HRN1-B","Mini-Splits","YS19AB-12HRN1-B",9.5,12000,7500]
[203449489,null,"YONAN","HRCU-A-CB-O","YS19AB-18HRN1","Mini-Splits","YS19AB-18HRN1",10,18000,11000]
[203449490,null,"YONAN","HRCU-A-CB-O","YS19AB-24HRN1","Mini-Splits","YS19AB-24HRN1",9.5,24000,14400]
[9967088,null,"YONAN","HRCU-A-CB-O","YS21AB-09HRN1(O)","Mini-Splits","YS21AB-09HRN1(I)",10.5,9800,6400]
[9967084,null,"YONAN","HRCU-A-CB-O","YS21AB-09HRN1-B(O)","Mini-Splits","YS21AB-09HRN1-B(I)",10.5,9800,5900]
[9967087,null,"YONAN","HRCU-A-CB-O","YS21AB-12HRN1(O)","Mini-Splits","YS21AB-12HRN1(I)",9.8000000000000007,12000,7200]
[9967085,null,"YONAN","HRCU-A-CB-O","YS21AB-12HRN1-B(O)","Mini-Splits","YS21AB-12HRN1-B(I)",11.2,12000,7100]
[9967089,null,"YONAN","HRCU-A-CB-O","YS21AB-18HRN1(O)","Mini-Splits","YS21AB-18HRN1(I)",10,18000,10400]
[9967090,null,"YONAN","HRCU-A-CB-O","YS21AB-24HRN1(O)","Mini-Splits","YS21AB-24HRN1(I)",10,25000,15300]
[202897109,null,"YONAN","HRCU-A-CB-O","YS25M-09HRDN1","Mini-Splits","YS25M-09HRDN1",11.2,10900,6900]
[202897107,null,"YONAN","HRCU-A-CB-O","YS25M-12HRDN1","Mini-Splits","YS25M-12HRDN1",12,12000,7800]
[202897108,null,"YONAN","HRCU-A-CB-O","YS25M-18HRDN1","Mini-Splits","YS25M-18HRDN1",10.3,18000,10800]
[202897110,null,"YONAN","HRCU-A-CB-O","YS25M-24HRDN1","Mini-Splits","YS25M-24HRDN1",11.5,24000,15400]
[204835496,null,"YORK","HRCU-A-CB","YUJE12BYTMCMO-X","Mini-Splits","YEJE12BXTMCM-WX",11.5,12000,7200]
[204835485,null,"YORK","HRCU-A-CB-O","YUJE12BYTMCMO-X","Mini-Splits","YKJE12BXTMCM-RX",10.5,12000,7500]
[204835491,null,"YORK","HRCU-A-CB-O","YUJE18BYTMCMO-X","Mini-Splits","YFJE18BXTMCM-RX",10.5,18000,12000]
[204835486,null,"YORK","HRCU-A-CB-O","YUJE18BYTMCMO-X","Mini-Splits","YKJE18BXTMCM-RX",10.3,18000,12000]
[204835498,null,"YORK","HRCU-A-CB","YUJE24BYTMCMO-X","Mini-Splits","YEJE24BXTMCM-WX",11,24400,16000]
[204835482,null,"YORK","HRCU-A-CB-O","YUJE24BYTMCMO-X","Mini-Splits","YFJE24BXTMCM-RX",11,24000,15000]
[204835495,null,"YORK","HRCU-A-CB-O","YUJE24BYTMCMO-X","Mini-Splits","YKJE24BXTMCM-RX",10.5,24400,15800]
[204835492,null,"YORK","HRCU-A-CB-O","YUJE36BYTMCMO-X","Mini-Splits","YFJE36BXTMCM-RX",9.5,35000,22000]
[204835484,null,"YORK","HRCU-A-CB-O","YUJE36BYTMCMO-X","Mini-Splits","YKJE36BXTMCM-RX",10,36000,23000]
[204835493,null,"YORK","HRCU-A-CB-O","YUJE36BYVMCMO-X","Mini-Splits","YFJE36BXTMCM-RX",9.5,36000,21400]
[204835497,null,"YORK","HRCU-A-CB-O","YUJE36BYVMCMO-X","Mini-Splits","YKJE36BXTMCM-RX",10,36000,22000]
[204835488,null,"YORK","HRCU-A-CB-O","YUJE48BYTMCMO-X","Mini-Splits","YFJE48BXTMCM-RX",9,50000,31000]
[204835490,null,"YORK","HRCU-A-CB-O","YUJE55BYVMCMO-X","Mini-Splits","YFJE55BXTMCM-RX",9.1,54000,33000]
[204803801,null,"YORK","HRCU-A-CB-O","YUKE36BYTMCMO-X","Mini-Splits","YFKE36BXTMCM-RX",9.5,35000,22000]
[204803808,null,"YORK","HRCU-A-CB-O","YUKE36BYTMCMO-X","Mini-Splits","YKKE36BXTMCM-RX",10,36000,23000]
[204803809,null,"YORK","HRCU-A-CB-O","YUKE36BYVMCMO-X","Mini-Splits","YFKE36BXTMCM-RX",9.5,36000,21400]
[204803807,null,"YORK","HRCU-A-CB-O","YUKE36BYVMCMO-X","Mini-Splits","YKKE36BXTMCM-RX",10,36000,22000]
[204803804,null,"YORK","HRCU-A-CB-O","YUKE48BYTMCMO-X","Mini-Splits","YFKE48BXTMCM-RX",9,50000,31000]
[204803805,null,"YORK","HRCU-A-CB-O","YUKE55BYVMCMO-X","Mini-Splits","YFKE55BXTMCM-RX",9.1,54000,33000]
[8930726,null,"YORK","HMSV-A-CB","YVAHP036B21S","Ducted Indoor Units","Multiple combinations, check manufacturer compatibility",11,40000,23800]
[8930727,null,"YORK","HMSV-A-CB","YVAHP036B21S","Mixed Ducted and Non-Ducted Indoor Units","Multiple combinations, check manufacturer compatibility",11.9,40000,23800]
[8930725,null,"YORK","HMSV-A-CB","YVAHP036B21S","Non-Ducted Indoor Units","Multiple combinations, check manufacturer compatibility",12.8,40000,23800]
[203994967,null,"YORK","HMSV-A-CB","YVAHP036B21S*","Non-Ducted Indoor Units","Multiple combinations, check manufacturer compatibility",12.8,40000,23800]
[203994973,null,"YORK","HMSV-A-CB","YVAHP036B21S*","Ducted Indoor Units","Multiple combinations, check manufacturer compatibility",11,40000,23800]
[203995167,null,"YORK","HMSV-A-CB","YVAHP036B21S*","Mixed Ducted and Non-Ducted Indoor Units","Multiple combinations, check manufacturer compatibility",11.9,40000,23800]
[8930728,null,"YORK","HMSV-A-CB","YVAHP048B21S","Non-Ducted Indoor Units","Multiple combinations, check manufacturer compatibility",11.7,54000,32000]
[8930729,null,"YORK","HMSV-A-CB","YVAHP048B21S","Ducted Indoor Units","Multiple combinations, check manufacturer compatibility",11.8,54000,32000]
[8930730,null,"YORK","HMSV-A-CB","YVAHP048B21S","Mixed Ducted and Non-Ducted Indoor Units","Multiple combinations, check manufacturer compatibility",11.75,54000,32000]
[203994968,null,"YORK","HMSV-A-CB","YVAHP048B21S*","Non-Ducted Indoor Units","Multiple combinations, check manufacturer compatibility",11.7,54000,32000]
[203994974,null,"YORK","HMSV-A-CB","YVAHP048B21S*","Ducted Indoor Units","Multiple combinations, check manufacturer compatibility",11.8,54000,32000]
[203995168,null,"YORK","HMSV-A-CB","YVAHP048B21S*","Mixed Ducted and Non-Ducted Indoor Units","Multiple combinations, check manufacturer compatibility",11.75,54000,32000]
[9101234,null,"YORK","HMSV-A-CB","YVAHP060B21S","Mixed Ducted and Non-Ducted Indoor Units","Multiple combinations, check manufacturer compatibility",11.35,64000,42000]
[8930731,null,"YORK","HMSV-A-CB","YVAHP060B21S","Non-Ducted Indoor Units","Multiple combinations, check manufacturer compatibility",12.1,64000,42000]
[8993411,null,"YORK","HMSV-A-CB","YVAHP060B21S","Ducted Indoor Units","Multiple combinations, check manufacturer compatibility",10.6,64000,42000]
[203994964,null,"YORK","HMSV-A-CB","YVAHP060B21S*","Non-Ducted Indoor Units","Multiple combinations, check manufacturer compatibility",12.1,64000,42000]
[203994977,null,"YORK","HMSV-A-CB","YVAHP060B21S*","Ducted Indoor Units","Multiple combinations, check manufacturer compatibility",10.6,64000,42000]
[203995171,null,"YORK","HMSV-A-CB","YVAHP060B21S*","Mixed Ducted and Non-Ducted Indoor Units","Multiple combinations, check manufacturer compatibility",11.35,64000,42000]
[8578529,null,"YORK BY JOHNSON CONTROLS","HRCU-A-CB-O","DHP09CSB11S","Mini-Splits","DHP09NWB11S",9,9600,5400]
[8578537,null,"YORK BY JOHNSON CONTROLS","HRCU-A-CB-O","DHP09CSB21S","Mini-Splits","DHP09NWB21S",9,9500,5600]
[8578533,null,"YORK BY JOHNSON CONTROLS","HRCU-A-CB-O","DHP12CSB11S","Mini-Splits","DHP12NWB11S",9,13000,7600]
[8578541,null,"YORK BY JOHNSON CONTROLS","HRCU-A-CB-O","DHP12CSB21S","Mini-Splits","DHP12NWB21S",9,13000,7700]
[8578545,null,"YORK BY JOHNSON CONTROLS","HRCU-A-CB-O","DHP18CSB21S","Mini-Splits","DHP18NWB21S",9,19000,12000]
[8578549,null,"YORK BY JOHNSON CONTROLS","HRCU-A-CB-O","DHP24CSB21S","Mini-Splits","DHP24NWB21S",9,23000,13500]
[8578553,null,"YORK BY JOHNSON CONTROLS","HRCU-A-CB-O","DHP30CSB21S","Mini-Splits","DHP30NWB21S",9,28400,19200]
[10509465,null,"YORK BY JOHNSON CONTROLS","HRCU-A-CB-O","DHP36CSB21S","Mini-Splits","DHP36NWB21S",9,34600,20200]
[5557304,null,"YORK BY JOHNSON CONTROLS","HRCU-A-CB-O","DHPM12CSM42Q1A","Mini-Splits","DHPM12NWM42Q1A",9.1999999999999993,13000,7600]
[5557310,null,"YORK BY JOHNSON CONTROLS","HRCU-A-CB-O","DHPM18CSM42Q1A","Mini-Splits","DHPM18NWM42Q1A",10,19800,12700]
[5557316,null,"YORK BY JOHNSON CONTROLS","HRCU-A-CB-O","DHPM24CSM42Q1A","Mini-Splits","DHPM24NWM42Q1A",10,23000,15000]
[8578429,null,"YORK BY JOHNSON CONTROLS","HRCU-A-CB-O","DHR18CSB21S","Mini-Splits","DHR18NCB21S",9.5,19100,10900]
[8578421,null,"YORK BY JOHNSON CONTROLS","HRCU-A-CB","DHR18CSB21S","Mini-Splits","DHR18NDB21S",9.5,18800,10900]
[8578425,null,"YORK BY JOHNSON CONTROLS","HRCU-A-CB-O","DHR18CSB21S","Mini-Splits","DHR18NKB21S",9,18400,9900]
[8578441,null,"YORK BY JOHNSON CONTROLS","HRCU-A-CB-O","DHR24CSB21S","Mini-Splits","DHR24NCB21S",10,27200,15700]
[8578433,null,"YORK BY JOHNSON CONTROLS","HRCU-A-CB","DHR24CSB21S","Mini-Splits","DHR24NDB21S",10,27200,16700]
[8578437,null,"YORK BY JOHNSON CONTROLS","HRCU-A-CB-O","DHR24CSB21S","Mini-Splits","DHR24NKB21S",10,27200,15700]
[8578453,null,"YORK BY JOHNSON CONTROLS","HRCU-A-CB-O","DHR30CSB21S","Mini-Splits","DHR30NCB21S",9,31200,18000]
[8578445,null,"YORK BY JOHNSON CONTROLS","HRCU-A-CB","DHR30CSB21S","Mini-Splits","DHR30NDB21S",9,31200,16700]
[8578449,null,"YORK BY JOHNSON CONTROLS","HRCU-A-CB-O","DHR30CSB21S","Mini-Splits","DHR30NKB21S",9,31200,16700]
[8578465,null,"YORK BY JOHNSON CONTROLS","HRCU-A-CB-O","DHR36CSB21S","Mini-Splits","DHR36NCB21S",9,41000,23400]
[8578457,null,"YORK BY JOHNSON CONTROLS","HRCU-A-CB","DHR36CSB21S","Mini-Splits","DHR36NDB21S",9,41000,24600]
[8578461,null,"YORK BY JOHNSON CONTROLS","HRCU-A-CB-O","DHR36CSB21S","Mini-Splits","DHR36NKB21S",9,41000,23400]
[8578477,null,"YORK BY JOHNSON CONTROLS","HRCU-A-CB-O","DHR42CSB21S","Mini-Splits","DHR42NCB21S",9,44000,24800]
[8578469,null,"YORK BY JOHNSON CONTROLS","HRCU-A-CB","DHR42CSB21S","Mini-Splits","DHR42NDB21S",9,44000,24800]
[8578473,null,"YORK BY JOHNSON CONTROLS","HRCU-A-CB-O","DHR42CSB21S","Mini-Splits","DHR42NKB21S",9,44000,24400]
[8578489,null,"YORK BY JOHNSON CONTROLS","HRCU-A-CB-O","DHR48CSB21S","Mini-Splits","DHR48NCB21S",9,54500,28600]
[8578481,null,"YORK BY JOHNSON CONTROLS","HRCU-A-CB","DHR48CSB21S","Mini-Splits","DHR48NDB21S",9,54500,30600]
[8578485,null,"YORK BY JOHNSON CONTROLS","HRCU-A-CB-O","DHR48CSB21S","Mini-Splits","DHR48NKB21S",9,54500,27600]
[8581781,null,"YORK BY JOHNSON CONTROLS","HRCU-A-CB-O","DHW18CMB21S","Non-Ducted Indoor Units","Multiple combinations, check manufacturer compatibility",9,19000,12300]
[8581785,null,"YORK BY JOHNSON CONTROLS","HMSV-A-CB","DHW18CMB21S","Ducted Indoor Units","Multiple combinations, check manufacturer compatibility",9,19000,12300]
[8581789,null,"YORK BY JOHNSON CONTROLS","HMSV-A-CB","DHW24CMB21S","Ducted Indoor Units","Multiple combinations, check manufacturer compatibility",9,29000,17800]
[8581793,null,"YORK BY JOHNSON CONTROLS","HRCU-A-CB-O","DHW24CMB21S","Non-Ducted Indoor Units","Multiple combinations, check manufacturer compatibility",10.199999999999999,29000,17800]
[202490330,null,"YORK BY JOHNSON CONTROLS","HMSV-A-CB","DHW30CMB21S","Ducted Indoor Units","Multiple combinations, check manufacturer compatibility",9.8000000000000007,32000,19800]
[8581966,null,"YORK BY JOHNSON CONTROLS","HMSV-A-CB","DHW30CMB21S","Non-Ducted Indoor Units","Multiple combinations, check manufacturer compatibility",10.199999999999999,31600,19400]
[8578501,null,"YORK BY JOHNSON CONTROLS","HMSV-A-CB","DHW36CMB21S","Non-Ducted Indoor Units","Multiple combinations, check manufacturer compatibility",10.199999999999999,42500,24800]
[8581974,null,"YORK BY JOHNSON CONTROLS","HMSV-A-CB","DHW36CMB21S","Ducted Indoor Units","Multiple combinations, check manufacturer compatibility",9.9,43500,25000]
[8578505,null,"YORK BY JOHNSON CONTROLS","HMSV-A-CB","DHW42CMB21S","Non-Ducted Indoor Units","Multiple combinations, check manufacturer compatibility",10.199999999999999,45000,29000]
[8581978,null,"YORK BY JOHNSON CONTROLS","HMSV-A-CB","DHW42CMB21S","Ducted Indoor Units","Multiple combinations, check manufacturer compatibility",9.6,46500,28000]
[8578561,null,"YORK BY JOHNSON CONTROLS","HRCU-A-CB-O","DHX09CSB11S","Mini-Splits","DHX09NWB11S",10.5,9900,6100]
[8578569,null,"YORK BY JOHNSON CONTROLS","HRCU-A-CB-O","DHX09CSB21S","Mini-Splits","DHX09NWB21S",10.5,11000,6800]
[8578565,null,"YORK BY JOHNSON CONTROLS","HRCU-A-CB-O","DHX12CSB11S","Mini-Splits","DHX12NWB11S",10.199999999999999,12200,6800]
[8578573,null,"YORK BY JOHNSON CONTROLS","HRCU-A-CB-O","DHX12CSB21S","Mini-Splits","DHX12NWB21S",11,13000,7100]
[8578577,null,"YORK BY JOHNSON CONTROLS","HRCU-A-CB-O","DHX18CSB21S","Mini-Splits","DHX18NWB21S",10.5,19800,12400]
[8578581,null,"YORK BY JOHNSON CONTROLS","HRCU-A-CB-O","DHX24CSB21S","Mini-Splits","DHX24NWB21S",10,23000,14600]
[8578513,null,"YORK BY JOHNSON CONTROLS","HRCU-A-CB-O","DHY09CSB21S","Mini-Splits","DHY09NWB21S",10,9800,5800]
[8578517,null,"YORK BY JOHNSON CONTROLS","HRCU-A-CB-O","DHY12CSB21S","Mini-Splits","DHY12NWB21S",10,13000,8000]
[8578521,null,"YORK BY JOHNSON CONTROLS","HRCU-A-CB-O","DHY18CSB21S","Mini-Splits","DHY18NWB21S",10,19000,12100]
[8578525,null,"YORK BY JOHNSON CONTROLS","HRCU-A-CB-O","DHY24CSB21S","Mini-Splits","DHY24NWB21S",10,25000,15300]
[8578585,null,"YORK BY JOHNSON CONTROLS","HRCU-A-CB-O","DHZ09CSB21S","Mini-Splits","DHZ09NWB21S",10.5,9000,5500]
[8578589,null,"YORK BY JOHNSON CONTROLS","HRCU-A-CB-O","DHZ12CSB21S","Mini-Splits","DHZ12NWB21S",10.5,13000,8500]
[8578593,null,"YORK BY JOHNSON CONTROLS","HRCU-A-CB-O","DHZ18CSB21S","Mini-Splits","DHZ18NWB21S",10.5,19000,12700]
[8779081,null,"YORK BY JOHNSON CONTROLS","HRCU-A-CB-O","YHKE09YJ6AMAO-X","Mini-Splits","YHKE09XJ6AMC-RX",10.5,9800,6400]
[9128570,null,"YORK BY JOHNSON CONTROLS","HRCU-A-CB-O","YHKE12YF6AMHO-X","Mini-Splits","YHKE12XF6AMH-RX",9,12000,7500]
[8779082,null,"YORK BY JOHNSON CONTROLS","HRCU-A-CB-O","YHKE12YJ6AMAO-X","Mini-Splits","YHKE12XJ6AMC-RX",9.8000000000000007,12000,7200]
[9122535,null,"YORK BY JOHNSON CONTROLS","HRCU-A-CB-O","YHKE12YT6AMHO-X","Mini-Splits","YHKE12XT6AMH-RX",9,11800,6800]
[8779083,null,"YORK BY JOHNSON CONTROLS","HRCU-A-CB-O","YHKE18YJ6AMAO-X","Mini-Splits","YHKE18XJ6AMC-RX",10,18000,10400]
[202068353,null,"YORK BY JOHNSON CONTROLS","HRCU-A-CB-O","YHKE18YJ6AMAO-X","Mini-Splits","YHKE18XJ6AMC-RX.",10,18000,10400]
[9122536,null,"YORK BY JOHNSON CONTROLS","HRCU-A-CB-O","YHKE18YT6AMHO-X","Mini-Splits","YHKE18XT6AMH-RX",9.8000000000000007,18000,12200]
[8779084,null,"YORK BY JOHNSON CONTROLS","HRCU-A-CB-O","YHKE24YJ6AMAO-X","Mini-Splits","YHKE24XJ6AMC-RX",10,25000,15300]
[9122537,null,"YORK BY JOHNSON CONTROLS","HRCU-A-CB-O","YHKE24YT6AMHO-X","Mini-Splits","YHKE24XT6AMH-RX",9,25000,14800]
[8779085,null,"YORK BY JOHNSON CONTROLS","HRCU-A-CB-O","YHKE30YJ6AMAO-X","Mini-Splits","YHKE30XJ6AMC-RX",9.6,30000,19000]
[8779086,null,"YORK BY JOHNSON CONTROLS","HRCU-A-CB-O","YHKE36YJ6AMAO-X","Mini-Splits","YHKE36XJ6AMC-RX",10,36000,21400]
[10580860,null,"YORK BY JOHNSON CONTROLS","HRCU-A-CB","YUJE09BYJ6AMO-X","Mini-Splits","YEJE09BXJ6AM-W1",11.5,10000,6800]
[10580861,null,"YORK BY JOHNSON CONTROLS","HRCU-A-CB","YUJE12BYJ6AMO-X","Mini-Splits","YEJE12BXJ6AM-W1",11.5,12000,7200]
[9122544,null,"YORK BY JOHNSON CONTROLS","HRCU-A-CB-O","YUJE12BYJ6AMO-X","Mini-Splits","YTJE12BXJ6AM-RX",10.5,12000,7500]
[10580862,null,"YORK BY JOHNSON CONTROLS","HRCU-A-CB","YUJE18BYJ6AMO-X","Mini-Splits","YEJE18BXJ6AM-W1",10.5,18000,12000]
[9122538,null,"YORK BY JOHNSON CONTROLS","HRCU-A-CB-O","YUJE18BYJ6AMO-X","Mini-Splits","YFJE18BXJ6AM-RX",10.5,18000,12000]
[9122539,null,"YORK BY JOHNSON CONTROLS","HRCU-A-CB-O","YUJE18BYJ6AMO-X","Mini-Splits","YTJE18BXJ6AM-RX",10.3,18000,12000]
[10580863,null,"YORK BY JOHNSON CONTROLS","HRCU-A-CB","YUJE24BYJ6AMO-X","Mini-Splits","YEJE24BXJ6AM-W1",11,24400,16000]
[9122541,null,"YORK BY JOHNSON CONTROLS","HRCU-A-CB-O","YUJE24BYJ6AMO-X","Mini-Splits","YFJE24BXJ6AM-RX",11,24000,15000]
[9122542,null,"YORK BY JOHNSON CONTROLS","HRCU-A-CB-O","YUJE24BYJ6AMO-X","Mini-Splits","YKJE24BXJ6AM-RX",10.5,24400,15800]
[10580864,null,"YORK BY JOHNSON CONTROLS","HRCU-A-CB","YUJE36BYJ6AMO-X","Mini-Splits","YEJE36BXJ6AM-W1",11.5,40000,27600]
[9122546,null,"YORK BY JOHNSON CONTROLS","HRCU-A-CB-O","YUJE36BYJ6AMO-X","Mini-Splits","YFJE36BXJ6AM-RX",10,38000,25400]
[9122547,null,"YORK BY JOHNSON CONTROLS","HRCU-A-CB-O","YUJE36BYJ6AMO-X","Mini-Splits","YKJE36BXJ6AM-RX",10.5,38000,25200]
[10580865,null,"YORK BY JOHNSON CONTROLS","HRCU-A-CB","YUJE48BYJ6AMO-X","Mini-Splits","YEJE48BXJ6AM-W1",10.3,49500,33400]
[9122549,null,"YORK BY JOHNSON CONTROLS","HRCU-A-CB-O","YUJE48BYJ6AMO-X","Mini-Splits","YFJE48BXJ6AM-RX",11,50000,35000]
[9122550,null,"YORK BY JOHNSON CONTROLS","HRCU-A-CB-O","YUJE48BYJ6AMO-X","Mini-Splits","YKJE48BXJ6AM-RX",11,50000,35000]
[10580866,null,"YORK BY JOHNSON CONTROLS","HRCU-A-CB","YUJE55BYJ6AMO-X","Mini-Splits","YEJE55BXJ6AM-WX",9,60000,37600]
[10580867,null,"YORK BY JOHNSON CONTROLS","HRCU-A-CB-O","YUJE55BYJ6AMO-X","Mini-Splits","YFJE55BXJ6AM-RX",10.5,60000,39000]
[10231859,null,"ZENAIRE","HRCU-A-CB-O","DHP09AC15P","Mini-Splits","DHP09AE15P",9,9800,5800]
[202921918,null,"ZENAIRE","HRCU-A-CB-O","DHP09AC19P","Mini-Splits","DHP09AE19P",10,10000,6000]
[202921919,null,"ZENAIRE","HRCU-A-CB-O","DHP09BC19P","Mini-Splits","DHP09BE19P",9.5,9000,6000]
[10231861,null,"ZENAIRE","HRCU-A-CB-O","DHP12AC15P","Mini-Splits","DHP12AE15P",9,12000,7500]
[202897334,null,"ZENAIRE","HRCU-A-CB-O","DHP12AC19P","Mini-Splits","DHP12AE19P",9.5,12000,7500]
[201847097,null,"ZENAIRE","HRCU-A-CB-O","DHP12AC21P","Mini-Splits","DHP12AE21P",11.2,12000,7100]
[10231862,null,"ZENAIRE","HRCU-A-CB-O","DHP12BC15P","Mini-Splits","DHP12BE15P",9.3000000000000007,12000,6800]
[202897332,null,"ZENAIRE","HRCU-A-CB-O","DHP12BC19P","Mini-Splits","DHP12BE19P",9.5,12000,6800]
[201847098,null,"ZENAIRE","HRCU-A-CB-O","DHP12BC21P","Mini-Splits","DHP12BE21P",9.8000000000000007,12000,7200]
[10231863,null,"ZENAIRE","HRCU-A-CB-O","DHP18BC15P","Mini-Splits","DHP18BE15P",9.8000000000000007,18000,12200]
[202897335,null,"ZENAIRE","HRCU-A-CB-O","DHP18BC19P","Mini-Splits","DHP18BE19P",10,18000,11000]
[201847099,null,"ZENAIRE","HRCU-A-CB-O","DHP18BC21P","Mini-Splits","DHP18BE21P",10,18000,10400]
[202897333,null,"ZENAIRE","HRCU-A-CB-O","DHP24BC19P","Mini-Splits","DHP24BE19P",9.5,24000,14400]
[201847100,null,"ZENAIRE","HRCU-A-CB-O","DHP24BC21P","Mini-Splits","DHP24BE21P",10,25000,15300]
[201847101,null,"ZENAIRE","HRCU-A-CB-O","DHP30BC15P","Mini-Splits","DHP30BE15P",9.6,30000,19000]
[10231865,null,"ZENAIRE","HRCU-A-CB-O","DHP36BC15P","Mini-Splits","DHP36BE15P",10,36000,21400]
[203446792,null,"ZEPHYR","HRCU-A-CB-O","MA-12CA22SEXT","Mini-Splits","MA-12CA22SINT",10.5,13000,7500]
[203446802,null,"ZEPHYR","HRCU-A-CB-O","MA-18CA22SEXT","Mini-Splits","MA-18CA22SINT",11.6,19000,11600]
[203446791,null,"ZEPHYR","HRCU-A-CB-O","ZE-09CA22SEXT","Mini-Splits","ZE-09CA22SINT",10.7,9500,5000]
[205131573,null,"ZEPHYR","HRCU-A-CB-O","ZE-09DA17EXT","Mini-Splits","ZE-09DA17INT",10.5,10000,5000]
[205128809,null,"ZEPHYR","HRCU-A-CB-O","ZE-09DA17EXT","Mini-Splits","ZE-09DA17INT",10.5,10000,5000]
[10277940,null,"ZEPHYR","HRCU-A-CB-O","ZE-12CA17EXT","Mini-Splits","ZE-12CA17INT",9,13000,7500]
[204580064,null,"ZEPHYR","HRCU-A-CB-O","ZE-12CA22EXT","Mini-Splits","ZE-12CA22INT",10.5,13000,7500]
[203446793,null,"ZEPHYR","HRCU-A-CB-O","ZE-12CA22SEXT","Mini-Splits","ZE-12CA22SINT",10.5,13000,7500]
[10277947,null,"ZEPHYR","HRCU-A-CB-O","ZE-18CA17EXT","Mini-Splits","ZE-18CA17INT",10.1,20000,11600]
[205138208,null,"ZEPHYR","HRCU-A-CB-O","ZE-18CA17EXT","Mini-Splits","ZE-18CA17INT",10.1,20000,11600]
[204580063,null,"ZEPHYR","HRCU-A-CB-O","ZE-18CA22EXT","Mini-Splits","ZE-18CA22INT",11.6,19000,11600]
[203446803,null,"ZEPHYR","HRCU-A-CB-O","ZE-18CA22SEXT","Mini-Splits","ZE-18CA22SINT",11.6,19000,11600]
[10277949,null,"ZEPHYR","HRCU-A-CB-O","ZE-24CA17EXT","Mini-Splits","ZE-24CA17INT",9.8000000000000007,24400,13000]
[203446804,null,"ZEPHYR","HRCU-A-CB-O","ZE-24CA22SEXT","Mini-Splits","ZE-24CA22SINT",10.5,26000,14500]
[205306851,null,"ZEPHYR","HRCU-A-CB","ZE-24HPA","Mini-Splits","AH-24",10,24000,15300]
[205306852,null,"ZEPHYR","HRCU-A-CB","ZE-36HPA","Mini-Splits","AH-36",11,36000,25000]

{"sheet":"Non-Qualifying (Residential) ","index":1,"n_rows":16,"n_cols":9,"rows_kept":16,"cut":false,"hidden":false,"merged":[[0,0,0,8]]}
["Note: The following products are classified as VRF/VRV heat recovery units by AHRI                                                                                                and therefore do not qualify for BPA's Residential Ductless Heat Pump incentives."]
["AHRI Certified Reference #","Old AHRI Reference #","Outdoor Unit Manufacturer","Outdoor Unit Model Number","Indoor Type","Indoor Model Number(s)","HSPF","High Heating 47 F Capacity (Btuh)","Low Heating 17 F Capacity (Btuh)"]
[204462799,null,"AIR-CON","AMSCI4H4S36","Ducted Indoor Units","Multiple combinations, check manufacturer compatibility",10.8,36000,22000]
[204793305,null,"DIAL","36000Z-04-O","Ducted Indoor Units","Multiple combinations, check manufacturer compatibility",10.8,36000,22000]
[203996910,null,"FRIEDRICH","FPHMR36A3A","Ducted Indoor Units","Multiple combinations, check manufacturer compatibility",10.8,36000,22000]
[204032225,null,"HAXXAIR","HVHM-36T2D","Ducted Indoor Units","Multiple combinations, check manufacturer compatibility",10.8,36000,22000]
[203459336,null,"HISENSE","AMW4-36U3STA","Ducted Indoor Units","Multiple combinations, check manufacturer compatibility",10.8,36000,22000]
[10070561,null,"LG","ARUB060GSS4","Non-Ducted Indoor Units","Multiple combinations, check manufacturer compatibility",10.9,64000,40000]
[10271657,null,"LG","ARUB060GSS4","Ducted Indoor Units","Multiple combinations, check manufacturer compatibility",10,64000,40000]
[10271659,null,"LG","ARUB060GSS4","Mixed Ducted and Non-Ducted Indoor Units","Multiple combinations, check manufacturer compatibility",10.45,64000,40000]
[205230038,null,"SAMSUNG","AM036TXMDCH","Ducted Indoor Units","Multiple combinations, check manufacturer compatibility",9.5,42000,25000]
[205142809,null,"SAMSUNG","AM036TXMDCH","Non-Ducted Indoor Units","Multiple combinations, check manufacturer compatibility",10,42000,25000]
[205230039,null,"SAMSUNG","AM048TXMDCH","Ducted Indoor Units","Multiple combinations, check manufacturer compatibility",10.4,54000,29000]
[205142810,null,"SAMSUNG","AM048TXMDCH","Non-Ducted Indoor Units","Multiple combinations, check manufacturer compatibility",10.7,54000,31600]
[205230040,null,"SAMSUNG","AM053TXMDCH","Non-Ducted Indoor Units","Multiple combinations, check manufacturer compatibility",11,61000,36400]
[205142812,null,"SAMSUNG","AM053TXMDCH","Ducted Indoor Units","Multiple combinations, check manufacturer compatibility",10,61000,33600]

{"sheet":"Cold Climate","index":2,"n_rows":0,"n_cols":0,"rows_kept":0,"cut":false,"hidden":true,"merged":[]}